## op1 (72 rows)
INPUTS | [12 empty] | PYTHON — PANEL SPEC | [11 empty] | PYTHON — OPTIMAL (MILP) | [13 empty] | PYTHON — RECOMMENDED (MILP+BAT) | [15 empty] | LLM — OPTIMAL SYSTEM | [7 empty] | LLM — RECOMMENDED SYSTEM
File # | Location | Latitude | Longitude | Budget (USD) | Roof Area (m²) | Roof Length (m) | Roof Width (m) | Rate Plan | Panel Brand | Num EVs | Num People | Num Daytime Occupants | Selected Panel | Panel Power (Wp) | Panel Efficiency (%) | Panel Area (m²) | Cell Vmp (V) | Cell Imp (A) | Max Panels by Roof | Max Panels by Budget | Prod/Panel/yr (kWh) | Annual Consumption kWh (None=auto) | Irradiance (kWh/m²/yr) | Annual Load kWh (EIA) | OPT_MATH: Panels | OPT_MATH: System kW DC | OPT_MATH: Annual Prod (kWh) | OPT_MATH: Gross CAPEX ($) | OPT_MATH: Net CAPEX ITC ($) | OPT_MATH: Annual Savings ($) | OPT_MATH: Payback (yr) | OPT_MATH: NPV ($) | OPT_MATH: String Voltage (V) | OPT_MATH: Parallel Strings | OPT_MATH: Panels-in-Series | OPT_MATH: Array Area (m²) | OPT_MATH: Budget Binding? | OPT_MATH: Solver Status | REC_MATH: Panels | REC_MATH: System kW DC | REC_MATH: Annual Prod (kWh) | REC_MATH: Gross CAPEX ($) | REC_MATH: Net CAPEX ITC ($) | REC_MATH: Annual Savings ($) | REC_MATH: Payback (yr) | REC_MATH: NPV ($) | REC_MATH: String Voltage (V) | REC_MATH: Parallel Strings | REC_MATH: Panels-in-Series | REC_MATH: Array Area (m²) | REC_MATH: Budget Binding? | REC_MATH: Solver Status | REC_MATH: Battery kWh | REC_MATH: Battery Model | LLM_OPT: Panels | LLM_OPT: System kW DC | LLM_OPT: Target Offset (%) | LLM_OPT: Annual Prod (kWh) | LLM_OPT: Annual Savings ($) | LLM_OPT: CAPEX ($) | LLM_OPT: Payback (yr) | LLM_OPT: Budget Binding? | LLM_REC: Panels | LLM_REC: System kW DC | LLM_REC: Target Offset (%) | LLM_REC: Annual Prod (kWh) | LLM_REC: Annual Savings ($) | LLM_REC: CAPEX ($) | LLM_REC: Payback (yr) | LLM_REC: Budget Binding?
1 | La_Jolla | 32.8328 | -117.2713 | 25000 | 50 | 8 | 6.25 | TOU_DR | None | 0 | 1 | 0 | Canadian Solar TOPHiKu7 | 720 | 23.2 | 3.11 | 0.6182 | 8.8235 | 12 | 12 | 1098.6 |  | 1907.3 | 18342.7 | 12 | 8.64 | 13183.3 | 14170.64 | 9919.45 | 6276.71 | 2 | 44521.59 | 489.6 | 1 | 12 | 37.32 | No | time_limit_feasible | 12 | 8.64 | 13183.3 | 14170.64 | 9919.45 | 6276.71 | 2 | 44521.59 | 489.6 | 1 | 12 | 37.32 | No | optimal | 18 | Generac PWRcell M6 ×1 | 21 | 8.51 | 45 | 1415 | 3738 | 26663 | 5 | No | 20 | 8.1 | 43 | 1348 | 5773.81 | 38044 | 5 | Yes
2 | La_Jolla | 32.8328 | -117.2713 | 25000 | 50 | 8 | 6.25 | TOU_DR | None | 0 | 1 | 1 | Canadian Solar TOPHiKu7 | 720 | 23.2 | 3.11 | 0.6182 | 8.8235 | 12 | 12 | 1098.6 |  | 1907.3 | 18547.9 | 12 | 8.64 | 13183.3 | 14170.64 | 9919.45 | 6318.03 | 2 | 44903.96 | 489.6 | 1 | 12 | 37.32 | No | time_limit_feasible | 12 | 8.64 | 13183.3 | 14170.64 | 9919.45 | 6318.03 | 2 | 44903.96 | 489.6 | 1 | 12 | 37.32 | No | optimal | 18 | Generac PWRcell M6 ×1 | 21 | 8.51 | 46 | 1415 | 3813 | 26663 | 5 | No | 20 | 8.1 | 44 | 1348 | 5849 | 38044 | 5 | No
3 | La_Jolla | 32.8328 | -117.2713 | 25000 | 50 | 8 | 6.25 | TOU_DR | None | 0 | 2 | 0 | Canadian Solar TOPHiKu7 | 720 | 23.2 | 3.11 | 0.6182 | 8.8235 | 12 | 12 | 1098.6 |  | 1907.3 | 20635.6 | 12 | 8.64 | 13183.3 | 14170.64 | 9919.45 | 6434.82 | 2 | 45968.7 | 489.6 | 1 | 12 | 37.32 | No | time_limit_feasible | 12 | 8.64 | 13183.3 | 14170.64 | 9919.45 | 6434.82 | 2 | 45968.7 | 489.6 | 1 | 12 | 37.32 | No | optimal | 18 | Generac PWRcell M6 ×1 | 21 | 8.51 | 41 | 14158 | 3975 | 26663 | 5 | No | 21 | 8.51 | 69 | 14158 | 6125 | 39313 | 5 | No
4 | La_Jolla | 32.8328 | -117.2713 | 25000 | 50 | 8 | 6.25 | TOU_DR | None | 0 | 2 | 1 | Canadian Solar TOPHiKu7 | 720 | 23.2 | 3.11 | 0.6182 | 8.8235 | 12 | 12 | 1098.6 |  | 1907.3 | 20866.4 | 12 | 8.64 | 13183.3 | 14170.64 | 9919.45 | 6465.87 | 2 | 46255.19 | 489.6 | 1 | 12 | 37.32 | No | time_limit_feasible | 12 | 8.64 | 13183.3 | 14170.64 | 9919.45 | 6465.87 | 2 | 46255.19 | 489.6 | 1 | 12 | 37.32 | No | optimal | 18 | Generac PWRcell M6 ×1 | 21 | 8.51 | 68 | 14156 | 4059 | 26663 | 5 | No | 21 | 8.51 | 68 | 14156 | 6209 | 39313 | 5 | No
5 | La_Jolla | 32.8328 | -117.2713 | 25000 | 50 | 8 | 6.25 | TOU_DR | None | 0 | 2 | 2 | Canadian Solar TOPHiKu7 | 720 | 23.2 | 3.11 | 0.6182 | 8.8235 | 12 | 12 | 1098.6 |  | 1907.3 | 21097.2 | 12 | 8.64 | 13183.3 | 14170.64 | 9919.45 | 6494.2 | 2 | 46516.42 | 489.6 | 1 | 12 | 37.32 | No | time_limit_feasible | 12 | 8.64 | 13183.3 | 14170.64 | 9919.45 | 6494.2 | 2 | 46516.42 | 489.6 | 1 | 12 | 37.32 | No | optimal | 18 | Generac PWRcell M6 ×1 | 21 | 8.51 | 40 | 14153 | 4142 | 26663 | 5 | No | 21 | 8.51 | 67 | 14153 | 6292 | 39313 | 5 | No
6 | La_Jolla | 32.8328 | -117.2713 | 25000 | 50 | 8 | 6.25 | TOU_DR | None | 0 | 3 | 0 | Canadian Solar TOPHiKu7 | 720 | 23.2 | 3.11 | 0.6182 | 8.8235 | 12 | 12 | 1098.6 |  | 1907.3 | 22928.4 | 12 | 8.64 | 13183.3 | 14170.64 | 9919.45 | 6547.56 | 2 | 46997.21 | 489.6 | 1 | 12 | 37.32 | No | time_limit_feasible | 12 | 8.64 | 13183.3 | 14170.64 | 9919.45 | 6547.56 | 2 | 46997.21 | 489.6 | 1 | 12 | 37.32 | No | optimal | 18 | Generac PWRcell M6 ×1 | 21 | 8.51 | 37 | 14153 | 4202 | 26663 | 5 | No | 21 | 8.51 | 62 | 14153 | 6370 | 39313 | 5 | No
7 | La_Jolla | 32.8328 | -117.2713 | 25000 | 50 | 8 | 6.25 | TOU_DR | None | 0 | 3 | 1 | Canadian Solar TOPHiKu7 | 720 | 23.2 | 3.11 | 0.6182 | 8.8235 | 12 | 12 | 1098.6 |  | 1907.3 | 23184.9 | 12 | 8.64 | 13183.3 | 26820.64 | 18774.45 | 6659.72 | 3 | 39185.17 | 489.6 | 1 | 12 | 37.32 | No | time_limit_feasible | 12 | 8.64 | 13183.3 | 14170.64 | 9919.45 | 6572.26 | 2 | 47225.08 | 489.6 | 1 | 12 | 37.32 | No | optimal | 18 | Generac PWRcell M6 ×1 | 21 | 8.51 | 37 | 14153 | 4293 | 26663 | 5 | No | 21 | 8.51 | 61 | 14153 | 6460 | 39313 | 5 | No
8 | La_Jolla | 32.8328 | -117.2713 | 25000 | 50 | 8 | 6.25 | TOU_DR | None | 0 | 3 | 2 | Canadian Solar TOPHiKu7 | 720 | 23.2 | 3.11 | 0.6182 | 8.8235 | 12 | 12 | 1098.6 |  | 1907.3 | 23441.4 | 12 | 8.64 | 13183.3 | 26820.64 | 18774.45 | 6660.11 | 3 | 39186.03 | 489.6 | 1 | 12 | 37.32 | No | time_limit_feasible | 12 | 8.64 | 13183.3 | 14170.64 | 9919.45 | 6593.71 | 2 | 47422.85 | 489.6 | 1 | 12 | 37.32 | No | optimal | 18 | Generac PWRcell M6 ×1 | 21 | 8.51 | 72 | 14156 | 4383 | 26663 | 5 | No | 21 | 8.51 | 72 | 14156 | 6546 | 39313 | 5 | Yes
9 | La_Jolla | 32.8328 | -117.2713 | 25000 | 50 | 8 | 6.25 | TOU_DR | None | 1 | 1 | 0 | Canadian Solar TOPHiKu7 | 720 | 23.2 | 3.11 | 0.6182 | 8.8235 | 12 | 12 | 1098.6 |  | 1907.3 | 23594.6 | 12 | 8.64 | 13183.3 | 14170.64 | 9919.45 | 6314.43 | 2 | 44835.76 | 489.6 | 1 | 12 | 37.32 | No | time_limit_feasible | 12 | 8.64 | 13183.3 | 14170.64 | 9919.45 | 6314.43 | 2 | 44835.76 | 489.6 | 1 | 12 | 37.32 | No | optimal | 18 | Generac PWRcell M6 ×1
10 | La_Jolla | 32.8328 | -117.2713 | 25000 | 50 | 8 | 6.25 | TOU_DR | None | 1 | 1 | 1 | Canadian Solar TOPHiKu7 | 720 | 23.2 | 3.11 | 0.6182 | 8.8235 | 12 | 12 | 1098.6 |  | 1907.3 | 23799.8 | 12 | 8.64 | 13183.3 | 1520.64 | 1064.45 | 3697.65 | 1 | 29364.7 | 489.6 | 1 | 12 | 37.32 | No | time_limit_feasible | 12 | 8.64 | 13183.3 | 14170.64 | 9919.45 | 6355.72 | 2 | 45218.29 | 489.6 | 1 | 12 | 37.32 | No | optimal | 18 | Generac PWRcell M6 ×1 | 21 | 8.51 | 71 | 14156 | 3825 | 26663 | 5 | No | 21 | 8.51 | 71 | 14156 | 5950 | 39313 | 5 | No
11 | La_Jolla | 32.8328 | -117.2713 | 25000 | 50 | 8 | 6.25 | TOU_DR | None | 1 | 2 | 0 | Canadian Solar TOPHiKu7 | 720 | 23.2 | 3.11 | 0.6182 | 8.8235 | 12 | 12 | 1098.6 |  | 1907.3 | 25887.4 | 12 | 8.64 | 13183.3 | 1520.64 | 1064.45 | 3853.88 | 1 | 30814.42 | 489.6 | 1 | 12 | 37.32 | No | time_limit_feasible | 12 | 8.64 | 13183.3 | 14170.64 | 9919.45 | 6461.1 | 2 | 46184.28 | 489.6 | 1 | 12 | 37.32 | No | optimal | 18 | Generac PWRcell M6 ×1 | 21 | 8.51 | 33 | 14155 | 3988 | 26663 | 5 | No | 21 | 8.51 | 55 | 14155 | 6138 | 39313 | 5 | No
12 | La_Jolla | 32.8328 | -117.2713 | 25000 | 50 | 8 | 6.25 | TOU_DR | None | 1 | 2 | 1 | Canadian Solar TOPHiKu7 | 720 | 23.2 | 3.11 | 0.6182 | 8.8235 | 12 | 12 | 1098.6 |  | 1907.3 | 26118.3 | 12 | 8.64 | 13183.3 | 1520.64 | 1064.45 | 3936.57 | 1 | 31582.43 | 489.6 | 1 | 12 | 37.32 | No | time_limit_feasible | 12 | 8.64 | 13183.3 | 14170.64 | 9919.45 | 6492.18 | 2 | 46471.66 | 489.6 | 1 | 12 | 37.32 | No | optimal | 18 | Generac PWRcell M6 ×1 | 21 | 8.51 | 65 | 14156 | 4071 | 26663 | 5 | No | 21 | 8.51 | 82 | 14156 | 6222 | 39313 | 5 | Yes
13 | La_Jolla | 32.8328 | -117.2713 | 25000 | 50 | 8 | 6.25 | TOU_DR | None | 1 | 2 | 2 | Canadian Solar TOPHiKu7 | 720 | 23.2 | 3.11 | 0.6182 | 8.8235 | 12 | 12 | 1098.6 |  | 1907.3 | 26349.1 | 12 | 8.64 | 13183.3 | 1520.64 | 1064.45 | 4018.41 | 1 | 32342.6 | 489.6 | 1 | 12 | 37.32 | No | time_limit_feasible | 12 | 8.64 | 13183.3 | 14170.64 | 9919.45 | 6520.43 | 2 | 46732.78 | 489.6 | 1 | 12 | 37.32 | No | optimal | 18 | Generac PWRcell M6 ×1 | 21 | 8.51 | 45 | 14156 | 4154 | 26663 | 5 | No | 21 | 8.51 | 54 | 14156 | 6304 | 39313 | 5 | No
14 | La_Jolla | 32.8328 | -117.2713 | 25000 | 50 | 8 | 6.25 | TOU_DR | None | 1 | 3 | 0 | Canadian Solar TOPHiKu7 | 720 | 23.2 | 3.11 | 0.6182 | 8.8235 | 12 | 12 | 1098.6 |  | 1907.3 | 28180.3 | 12 | 8.64 | 13183.3 | 14170.64 | 9919.45 | 6566.05 | 2 | 47146.69 | 489.6 | 1 | 12 | 37.32 | No | time_limit_feasible | 12 | 8.64 | 13183.3 | 14170.64 | 9919.45 | 6566.05 | 2 | 47146.69 | 489.6 | 1 | 12 | 37.32 | No | optimal | 18 | Generac PWRcell M6 ×1 | 21 | 8.51 | 30 | 14154 | 4214 | 26663 | 5 | No | 21 | 8.51 | 50 | 14154 | 6383 | 39313 | 5 | Yes
15 | La_Jolla | 32.8328 | -117.2713 | 25000 | 50 | 8 | 6.25 | TOU_DR | None | 1 | 3 | 1 | Canadian Solar TOPHiKu7 | 720 | 23.2 | 3.11 | 0.6182 | 8.8235 | 12 | 12 | 1098.6 |  | 1907.3 | 28436.8 | 12 | 8.64 | 13183.3 | 14170.64 | 9919.45 | 6590.75 | 2 | 47375.18 | 489.6 | 1 | 12 | 37.32 | No | time_limit_feasible | 12 | 8.64 | 13183.3 | 14170.64 | 9919.45 | 6590.75 | 2 | 47375.18 | 489.6 | 1 | 12 | 37.32 | No | optimal | 18 | Generac PWRcell M6 ×1 | 21 | 8.51 | 30 | 14156 | 4305 | 26663 | 5 | No | 21 | 8.51 | 50 | 14156 |  | 39313 | 5 | Yes
16 | La_Jolla | 32.8328 | -117.2713 | 25000 | 50 | 8 | 6.25 | TOU_DR | None | 1 | 3 | 2 | Canadian Solar TOPHiKu7 | 720 | 23.2 | 3.11 | 0.6182 | 8.8235 | 12 | 12 | 1098.6 |  | 1907.3 | 28693.2 | 12 | 8.64 | 13183.3 | 14170.64 | 9919.45 | 6612.13 | 2 | 47573.18 | 489.6 | 1 | 12 | 37.32 | No | time_limit_feasible | 12 | 8.64 | 13183.3 | 14170.64 | 9919.45 | 6612.13 | 2 | 47573.18 | 489.6 | 1 | 12 | 37.32 | No | optimal | 18 | Generac PWRcell M6 ×1 | 21 | 8.51 | 30 | 14153 | 4396 | 26663 | 5 | No | 21 | 8.51 | 49 | 14153 | 6559 | 39313 | 5 | No
17 | La_Jolla | 32.8328 | -117.2713 | 25000 | 50 | 8 | 6.25 | TOU_DR | None | 2 | 1 | 0 | Canadian Solar TOPHiKu7 | 720 | 23.2 | 3.11 | 0.6182 | 8.8235 | 12 | 12 | 1098.6 |  | 1907.3 | 39357.7 | 12 | 8.64 | 13183.3 | 14170.64 | 9919.45 | 6785.41 | 2 | 49065.79 | 489.6 | 1 | 12 | 37.32 | No | time_limit_feasible | 12 | 8.64 | 13183.3 | 14170.64 | 9919.45 | 6785.41 | 2 | 49065.79 | 489.6 | 1 | 12 | 37.32 | No | optimal | 18 | Generac PWRcell M6 ×1 | 21 | 8.51 | 22 | 14156 | 4221 | 26663 | 5 | No | 21 | 8.51 | 36 | 14156 | 6345 | 39313 | 5 | Yes
18 | La_Jolla | 32.8328 | -117.2713 | 25000 | 50 | 8 | 6.25 | TOU_DR | None | 2 | 1 | 1 | Canadian Solar TOPHiKu7 | 720 | 23.2 | 3.11 | 0.6182 | 8.8235 | 12 | 12 | 1098.6 |  | 1907.3 | 39562.9 | 12 | 8.64 | 13183.3 | 26820.64 | 18774.45 | 7089.36 | 3 | 43039.71 | 489.6 | 1 | 12 | 37.32 | No | time_limit_feasible | 12 | 8.64 | 13183.3 | 14170.64 | 9919.45 | 6826.72 | 2 | 49448.65 | 489.6 | 1 | 12 | 37.32 | No | optimal | 18 | Generac PWRcell M6 ×1 | 21 | 8.51 | 22 | 14166 | 4296 | 26663 | 5 | No | 21 | 8.51 | 22 | 14166 | 6421 | 39313 | 5 | No
19 | La_Jolla | 32.8328 | -117.2713 | 25000 | 50 | 8 | 6.25 | TOU_DR | None | 2 | 2 | 0 | Canadian Solar TOPHiKu7 | 720 | 23.2 | 3.11 | 0.6182 | 8.8235 | 12 | 12 | 1098.6 |  | 1907.3 | 41650.6 | 12 | 8.64 | 13183.3 | 1520.64 | 1064.45 | 4324.92 | 1 | 35047.91 | 489.6 | 1 | 12 | 37.32 | No | time_limit_feasible | 12 | 8.64 | 13183.3 | 14170.64 | 9919.45 | 6932.14 | 2 | 50415.49 | 489.6 | 1 | 12 | 37.32 | No | optimal | 18 | Generac PWRcell M6 ×1 | 21 | 8.51 | 20 | 14153 | 4458 | 26663 | 5 | No | 21 | 8.51 | 34 | 14153 | 6609 | 39313 | 5 | No
20 | La_Jolla | 32.8328 | -117.2713 | 25000 | 50 | 8 | 6.25 | TOU_DR | None | 2 | 2 | 1 | Canadian Solar TOPHiKu7 | 720 | 23.2 | 3.11 | 0.6182 | 8.8235 | 12 | 12 | 1098.6 |  | 1907.3 | 41881.4 | 12 | 8.64 | 13183.3 | 1520.64 | 1064.45 | 4407.55 | 1 | 35815.8 | 489.6 | 1 | 12 | 37.32 | No | time_limit_feasible | 12 | 8.64 | 13183.3 | 14170.64 | 9919.45 | 6963.17 | 2 | 50702.76 | 489.6 | 1 | 12 | 37.32 | No | optimal | 18 | Generac PWRcell M6 ×1 | 21 | 8.51 | 20 | 14156 | 4542 | 26663 | 5 | No | 21 | 8.51 | 34 | 14156 | 6692 | 39313 | 5 | No
21 | La_Jolla | 32.8328 | -117.2713 | 25000 | 50 | 8 | 6.25 | TOU_DR | None | 2 | 2 | 2 | Canadian Solar TOPHiKu7 | 720 | 23.2 | 3.11 | 0.6182 | 8.8235 | 12 | 12 | 1098.6 |  | 1907.3 | 42112.2 | 12 | 8.64 | 13183.3 | 1520.64 | 1064.45 | 4489.39 | 1 | 36576.38 | 489.6 | 1 | 12 | 37.32 | No | time_limit_feasible | 12 | 8.64 | 13183.3 | 14170.64 | 9919.45 | 6991.42 | 2 | 50964.25 | 489.6 | 1 | 12 | 37.32 | No | optimal | 18 | Generac PWRcell M6 ×1 | 21 | 8.51 | 20 | 14153 | 4625 | 26663 | 5 | No | 21 | 8.51 | 34 | 14153 | 6775 | 39313 | 5 | No
22 | La_Jolla | 32.8328 | -117.2713 | 25000 | 50 | 8 | 6.25 | TOU_DR | None | 2 | 3 | 0 | Canadian Solar TOPHiKu7 | 720 | 23.2 | 3.11 | 0.6182 | 8.8235 | 12 | 12 | 1098.6 |  | 1907.3 | 43943.4 | 12 | 8.64 | 13183.3 | 14170.64 | 9919.45 | 7037.05 | 2 | 51378.41 | 489.6 | 1 | 12 | 37.32 | No | time_limit_feasible | 12 | 8.64 | 13183.3 | 14170.64 | 9919.45 | 7037.05 | 2 | 51378.41 | 489.6 | 1 | 12 | 37.32 | No | optimal | 18 | Generac PWRcell M6 ×1 | 21 | 8.51 | 19 | 14156 | 4684 | 26663 | 5 | No | 21 | 8.51 | 32 | 14156 | 6853 | 39313 | 5 | No
23 | La_Jolla | 32.8328 | -117.2713 | 25000 | 50 | 8 | 6.25 | TOU_DR | None | 2 | 3 | 1 | Canadian Solar TOPHiKu7 | 720 | 23.2 | 3.11 | 0.6182 | 8.8235 | 12 | 12 | 1098.6 |  | 1907.3 | 44199.9 | 12 | 8.64 | 13183.3 | 26820.64 | 18774.45 | 7156.64 | 3 | 43634.68 | 489.6 | 1 | 12 | 37.32 | No | optimal | 12 | 8.64 | 13183.3 | 14170.64 | 9919.45 | 7061.74 | 2 | 51607.38 | 489.6 | 1 | 12 | 37.32 | No | optimal | 18 | Generac PWRcell M6 ×1 | 21 | 8.51 | 19 | 14153 | 4776 | 26663 | 5 | No | 21 | 8.51 | 32 | 14153 | 6943 | 39313 | 5 | No
24 | La_Jolla | 32.8328 | -117.2713 | 25000 | 50 | 8 | 6.25 | TOU_DR | None | 2 | 3 | 2 | Canadian Solar TOPHiKu7 | 720 | 23.2 | 3.11 | 0.6182 | 8.8235 | 12 | 12 | 1098.6 |  | 1907.3 | 44456.4 | 12 | 8.64 | 13183.3 | 26820.64 | 18774.45 | 7154.94 | 3 | 43618.04 | 489.6 | 1 | 12 | 37.32 | No | optimal | 12 | 8.64 | 13183.3 | 14170.64 | 9919.45 | 7083.18 | 2 | 51806.4 | 489.6 | 1 | 12 | 37.32 | No | optimal | 18 | Generac PWRcell M6 ×1 | 21 | 8.51 | 19 | 14163 | 4866 | 26663 | 5 | No | 21 | 8.51 | 32 | 14163 | 7029 | 39313 | 5 | No
25 | Oceanside | 33.1959 | -117.3795 | 25000 | 50 | 8 | 6.25 | TOU_DR | None | 0 | 1 | 0 | Canadian Solar TOPHiKu7 | 720 | 23.2 | 3.11 | 0.6182 | 8.8235 | 12 | 12 | 1110.8 |  | 1928.4 | 18563.6 | 12 | 8.64 | 13329.1 | 26820.64 | 18774.45 | 6628.41 | 3 | 38904.93 | 489.6 | 1 | 12 | 37.32 | No | time_limit_feasible | 12 | 8.64 | 13329.1 | 14170.64 | 9919.45 | 6496.42 | 2 | 46528.04 | 489.6 | 1 | 12 | 37.32 | No | optimal | 18 | Generac PWRcell M6 ×1 | 21 | 8.51 | 62 | 14173 | 4220 | 26663 | 5 | No | 20 | 8.1 | 65 | 13478 | 6221 | 38044 | 5 | No
26 | Oceanside | 33.1959 | -117.3795 | 25000 | 50 | 8 | 6.25 | TOU_DR | None | 0 | 1 | 1 | Canadian Solar TOPHiKu7 | 720 | 23.2 | 3.11 | 0.6182 | 8.8235 | 12 | 12 | 1110.8 |  | 1928.4 | 18829.2 | 12 | 8.64 | 13329.1 | 26820.64 | 18774.45 | 6635.6 | 3 | 38966.87 | 489.6 | 1 | 12 | 37.32 | No | time_limit_feasible | 12 | 8.64 | 13329.1 | 14170.64 | 9919.45 | 6527.97 | 2 | 46817.9 | 489.6 | 1 | 12 | 37.32 | No | optimal | 18 | Generac PWRcell M6 ×1 | 21 | 8.51 | 61 | 14153 | 4317 | 26663 | 5 | No | 20 | 8.1 | 58 | 13478 | 6302 | 38044 | 5 | No
27 | Oceanside | 33.1959 | -117.3795 | 25000 | 50 | 8 | 6.25 | TOU_DR | None | 0 | 2 | 0 | Canadian Solar TOPHiKu7 | 720 | 23.2 | 3.11 | 0.6182 | 8.8235 | 12 | 12 | 1110.8 |  | 1928.4 | 20884.1 | 12 | 8.64 | 13329.1 | 14170.64 | 9919.45 | 6618.05 | 2 | 47635.07 | 489.6 | 1 | 12 | 37.32 | No | time_limit_feasible | 12 | 8.64 | 13329.1 | 14170.64 | 9919.45 | 6618.05 | 2 | 47635.07 | 489.6 | 1 | 12 | 37.32 | No | optimal | 18 | Generac PWRcell M6 ×1 | 21 | 8.51 | 62 | 14153 | 4510 | 26663 | 4 | No | 21 | 8.51 | 62 | 14153 | 6617 | 39313 | 4 | No
28 | Oceanside | 33.1959 | -117.3795 | 25000 | 50 | 8 | 6.25 | TOU_DR | None | 0 | 2 | 1 | Canadian Solar TOPHiKu7 | 720 | 23.2 | 3.11 | 0.6182 | 8.8235 | 12 | 12 | 1110.8 |  | 1928.4 | 21182.9 | 12 | 8.64 | 13329.1 | 14170.64 | 9919.45 | 6639.26 | 2 | 47829.06 | 489.6 | 1 | 12 | 37.32 | No | time_limit_feasible | 12 | 8.64 | 13329.1 | 14170.64 | 9919.45 | 6639.26 | 2 | 47829.06 | 489.6 | 1 | 12 | 37.32 | No | optimal | 18 | Generac PWRcell M6 ×1 | 21 | 8.51 | 62 | 14153 | 4617 | 26663 | 4 | No | 21 | 8.51 | 67 | 14153 | 6697 | 39313 | 4 | No
29 | Oceanside | 33.1959 | -117.3795 | 25000 | 50 | 8 | 6.25 | TOU_DR | None | 0 | 2 | 2 | Canadian Solar TOPHiKu7 | 720 | 23.2 | 3.11 | 0.6182 | 8.8235 | 12 | 12 | 1110.8 |  | 1928.4 | 21481.6 | 12 | 8.64 | 13329.1 | 14170.64 | 9919.45 | 6655.3 | 2 | 47975.14 | 489.6 | 1 | 12 | 37.32 | No | time_limit_feasible | 12 | 8.64 | 13329.1 | 14170.64 | 9919.45 | 6655.3 | 2 | 47975.14 | 489.6 | 1 | 12 | 37.32 | No | optimal | 18 | Generac PWRcell M6 ×1 | 21 | 8.51 | 40 | 14153 | 4723 | 26663 | 4 | No | 21 | 8.51 | 66 | 14153 | 6764 | 39313 | 4 | No
30 | Oceanside | 33.1959 | -117.3795 | 25000 | 50 | 8 | 6.25 | TOU_DR | None | 0 | 3 | 0 | Canadian Solar TOPHiKu7 | 720 | 23.2 | 3.11 | 0.6182 | 8.8235 | 12 | 12 | 1110.8 |  | 1928.4 | 23204.5 | 12 | 8.64 | 13329.1 | 14170.64 | 9919.45 | 6683.65 | 2 | 48226.8 | 489.6 | 1 | 12 | 37.32 | No | time_limit_feasible | 12 | 8.64 | 13329.1 | 14170.64 | 9919.45 | 6683.65 | 2 | 48226.8 | 489.6 | 1 | 12 | 37.32 | No | optimal | 18 | Generac PWRcell M6 ×1 | 21 | 8.51 | 73 | 14153 | 4784 | 26663 | 4 | No | 21 | 8.51 | 93 | 14153 | 6821 | 39313 | 4 | No
31 | Oceanside | 33.1959 | -117.3795 | 25000 | 50 | 8 | 6.25 | TOU_DR | None | 0 | 3 | 1 | Canadian Solar TOPHiKu7 | 720 | 23.2 | 3.11 | 0.6182 | 8.8235 | 12 | 12 | 1110.8 |  | 1928.4 | 23536.5 | 12 | 8.64 | 13329.1 | 14170.64 | 9919.45 | 6688.78 | 2 | 48272.07 | 489.6 | 1 | 12 | 37.32 | No | time_limit_feasible | 12 | 8.64 | 13329.1 | 14170.64 | 9919.45 | 6688.78 | 2 | 48272.07 | 489.6 | 1 | 12 | 37.32 | No | optimal | 18 | Generac PWRcell M6 ×1
32 | Oceanside | 33.1959 | -117.3795 | 25000 | 50 | 8 | 6.25 | TOU_DR | None | 0 | 3 | 2 | Canadian Solar TOPHiKu7 | 720 | 23.2 | 3.11 | 0.6182 | 8.8235 | 12 | 12 | 1110.8 |  | 1928.4 | 23868.5 | 12 | 8.64 | 13329.1 | 14170.64 | 9919.45 | 6689.34 | 2 | 48275.04 | 489.6 | 1 | 12 | 37.32 | No | time_limit_feasible | 12 | 8.64 | 13329.1 | 14170.64 | 9919.45 | 6689.34 | 2 | 48275.04 | 489.6 | 1 | 12 | 37.32 | No | optimal | 18 | Generac PWRcell M6 ×1 | 21 | 8.51 | 62 | 14153 | 5017 | 26663 | 4 | No | 21 | 8.51 | 62 | 14153 | 6909 | 39313 | 4 | No
33 | Oceanside | 33.1959 | -117.3795 | 25000 | 50 | 8 | 6.25 | TOU_DR | None | 1 | 1 | 0 | Canadian Solar TOPHiKu7 | 720 | 23.2 | 3.11 | 0.6182 | 8.8235 | 12 | 12 | 1110.8 |  | 1928.4 | 23815.7 | 12 | 8.64 | 13329.1 | 1520.64 | 1064.45 | 4121.87 | 1 | 33271.31 | 489.6 | 1 | 12 | 37.32 | No | time_limit_feasible | 12 | 8.64 | 13329.1 | 14170.64 | 9919.45 | 6540.08 | 2 | 46896.99 | 489.6 | 1 | 12 | 37.32 | No | optimal | 18 | Generac PWRcell M6 ×1 | 21 | 8.51 | 70 | 14153 | 4233 | 26663 | 5 | No | 21 | 8.51 | 59 | 14153 | 6340 | 39313 | 5 | No
34 | Oceanside | 33.1959 | -117.3795 | 25000 | 50 | 8 | 6.25 | TOU_DR | None | 1 | 1 | 1 | Canadian Solar TOPHiKu7 | 720 | 23.2 | 3.11 | 0.6182 | 8.8235 | 12 | 12 | 1110.8 |  | 1928.4 | 24081.2 | 12 | 8.64 | 13329.1 | 26820.64 | 18774.45 | 6687.88 | 3 | 39414.87 | 489.6 | 1 | 12 | 37.32 | No | time_limit_feasible | 12 | 8.64 | 13329.1 | 14170.64 | 9919.45 | 6570.35 | 2 | 47176.27 | 489.6 | 1 | 12 | 37.32 | No | optimal | 18 | Generac PWRcell M6 ×1 | 21 | 8.51 | 71 | 14160 | 4330 | 26663 | 5 | No | 21 | 8.51 | 59 | 14160 | 6434 | 39313 | 5 | Yes
35 | Oceanside | 33.1959 | -117.3795 | 25000 | 50 | 8 | 6.25 | TOU_DR | None | 1 | 2 | 0 | Canadian Solar TOPHiKu7 | 720 | 23.2 | 3.11 | 0.6182 | 8.8235 | 12 | 12 | 1110.8 |  | 1928.4 | 26136.1 | 12 | 8.64 | 13329.1 | 26820.64 | 18774.45 | 6715.54 | 3 | 39657.91 | 489.6 | 1 | 12 | 37.32 | No | time_limit_feasible | 12 | 8.64 | 13329.1 | 14170.64 | 9919.45 | 6650.2 | 2 | 47906.04 | 489.6 | 1 | 12 | 37.32 | No | optimal | 18 | Generac PWRcell M6 ×1 | 21 | 8.51 | 46 | 14156 | 4523 | 26663 | 4 | No | 21 | 8.51 | 54 | 14156 | 6632 | 39313 | 4 | Yes
36 | Oceanside | 33.1959 | -117.3795 | 25000 | 50 | 8 | 6.25 | TOU_DR | None | 1 | 2 | 1 | Canadian Solar TOPHiKu7 | 720 | 23.2 | 3.11 | 0.6182 | 8.8235 | 12 | 12 | 1110.8 |  | 1928.4 | 26434.9 | 12 | 8.64 | 13329.1 | 1520.64 | 1064.45 | 4510.23 | 1 | 36877.06 | 489.6 | 1 | 12 | 37.32 | No | time_limit_feasible | 12 | 8.64 | 13329.1 | 14170.64 | 9919.45 | 6670.32 | 2 | 48091.34 | 489.6 | 1 | 12 | 37.32 | No | optimal | 18 | Generac PWRcell M6 ×1 | 21 | 8.51 | 32 | 14153 | 4630 | 26663 | 4 | No | 21 | 8.51 | 54 | 14153 | 6712 | 39313 | 4 | No
37 | Oceanside | 33.1959 | -117.3795 | 25000 | 50 | 8 | 6.25 | TOU_DR | None | 1 | 2 | 2 | Canadian Solar TOPHiKu7 | 720 | 23.2 | 3.11 | 0.6182 | 8.8235 | 12 | 12 | 1110.8 |  | 1928.4 | 26733.7 | 12 | 8.64 | 13329.1 | 26820.64 | 18774.45 | 6713.65 | 3 | 39636.15 | 489.6 | 1 | 12 | 37.32 | No | time_limit_feasible | 12 | 8.64 | 13329.1 | 14170.64 | 9919.45 | 6685 | 2 | 48226.3 | 489.6 | 1 | 12 | 37.32 | No | optimal | 18 | Generac PWRcell M6 ×1 | 21 | 8.51 | 32 | 14156 | 4736 | 26663 | 4 | No | 21 | 8.51 | 53 | 14156 | 6779 | 39313 | 4 | No
38 | Oceanside | 33.1959 | -117.3795 | 25000 | 50 | 8 | 6.25 | TOU_DR | None | 1 | 3 | 0 | Canadian Solar TOPHiKu7 | 720 | 23.2 | 3.11 | 0.6182 | 8.8235 | 12 | 12 | 1110.8 |  | 1928.4 | 28456.6 | 12 | 8.64 | 13329.1 | 14170.64 | 9919.45 | 6705.84 | 2 | 48412.9 | 489.6 | 1 | 12 | 37.32 | No | time_limit_feasible | 12 | 8.64 | 13329.1 | 14170.64 | 9919.45 | 6705.84 | 2 | 48412.9 | 489.6 | 1 | 12 | 37.32 | No | optimal | 18 | Generac PWRcell M6 ×1 | 21 | 8.51 | 30 | 14156 | 4796 | 26663 | 4 | No | 21 | 8.51 | 50 | 14156 | 6833 | 39313 | 4 | No
39 | Oceanside | 33.1959 | -117.3795 | 25000 | 50 | 8 | 6.25 | TOU_DR | None | 1 | 3 | 1 | Canadian Solar TOPHiKu7 | 720 | 23.2 | 3.11 | 0.6182 | 8.8235 | 12 | 12 | 1110.8 |  | 1928.4 | 28788.5 | 12 | 8.64 | 13329.1 | 14170.64 | 9919.45 | 6709.07 | 2 | 48442.16 | 489.6 | 1 | 12 | 37.32 | No | time_limit_feasible | 12 | 8.64 | 13329.1 | 14170.64 | 9919.45 | 6709.07 | 2 | 48442.16 | 489.6 | 1 | 12 | 37.32 | No | optimal | 18 | Generac PWRcell M6 ×1 | 21 | 8.51 | 30 | 14153 | 4913 | 26663 | 4 | No | 21 | 8.51 | 49 | 14153 | 6883 | 39313 | 4 | No
40 | Oceanside | 33.1959 | -117.3795 | 25000 | 50 | 8 | 6.25 | TOU_DR | None | 1 | 3 | 2 | Canadian Solar TOPHiKu7 | 720 | 23.2 | 3.11 | 0.6182 | 8.8235 | 12 | 12 | 1110.8 |  | 1928.4 | 29120.5 | 12 | 8.64 | 13329.1 | 14170.64 | 9919.45 | 6707.84 | 2 | 48430.08 | 489.6 | 1 | 12 | 37.32 | No | time_limit_feasible | 12 | 8.64 | 13329.1 | 14170.64 | 9919.45 | 6707.84 | 2 | 48430.08 | 489.6 | 1 | 12 | 37.32 | No | optimal | 18 | Generac PWRcell M6 ×1 | 21 | 8.51 | 29 | 14156 | 5029 | 26663 | 4 | No | 21 | 8.51 | 49 | 14156 | 6922 | 39313 | 4 | No
41 | Oceanside | 33.1959 | -117.3795 | 25000 | 50 | 8 | 6.25 | TOU_DR | None | 2 | 1 | 0 | Canadian Solar TOPHiKu7 | 720 | 23.2 | 3.11 | 0.6182 | 8.8235 | 12 | 12 | 1110.8 |  | 1928.4 | 39574.7 | 12 | 8.64 | 13329.1 | 1520.64 | 1064.45 | 4592.41 | 1 | 37502.57 | 489.6 | 1 | 12 | 37.32 | No | time_limit_feasible | 12 | 8.64 | 13329.1 | 14170.64 | 9919.45 | 7010.61 | 2 | 51124.88 | 489.6 | 1 | 12 | 37.32 | No | optimal | 18 | Generac PWRcell M6 ×1 | 21 | 8.51 | 22 | 14156 | 4703 | 26663 | 5 | No | 21 | 8.51 | 36 | 14156 | 6810 | 39313 | 5 | No
42 | Oceanside | 33.1959 | -117.3795 | 25000 | 50 | 8 | 6.25 | TOU_DR | None | 2 | 1 | 1 | Canadian Solar TOPHiKu7 | 720 | 23.2 | 3.11 | 0.6182 | 8.8235 | 12 | 12 | 1110.8 |  | 1928.4 | 39840.3 | 12 | 8.64 | 13329.1 | 14170.64 | 9919.45 | 7040.94 | 2 | 51405.16 | 489.6 | 1 | 12 | 37.32 | No | time_limit_feasible | 12 | 8.64 | 13329.1 | 14170.64 | 9919.45 | 7040.94 | 2 | 51405.16 | 489.6 | 1 | 12 | 37.32 | No | optimal | 18 | Generac PWRcell M6 ×1 | 21 | 8.51 | 21 | 14156 | 4799 | 26663 | 5 | No | 21 | 8.51 | 36 | 14156 | 6904 | 39313 | 5 | No
43 | Oceanside | 33.1959 | -117.3795 | 25000 | 50 | 8 | 6.25 | TOU_DR | None | 2 | 2 | 0 | Canadian Solar TOPHiKu7 | 720 | 23.2 | 3.11 | 0.6182 | 8.8235 | 12 | 12 | 1110.8 |  | 1928.4 | 41895.2 | 12 | 8.64 | 13329.1 | 1520.64 | 1064.45 | 4874.74 | 1 | 40124.36 | 489.6 | 1 | 12 | 37.32 | No | time_limit_feasible | 12 | 8.64 | 13329.1 | 14170.64 | 9919.45 | 7120.78 | 2 | 52135.8 | 489.6 | 1 | 12 | 37.32 | No | optimal | 18 | Generac PWRcell M6 ×1 | 21 | 8.51 | 20 | 14156 | 4993 | 26663 | 4 | No | 21 | 8.51 | 34 | 14156 | 7102 | 39313 | 4 | No
44 | Oceanside | 33.1959 | -117.3795 | 25000 | 50 | 8 | 6.25 | TOU_DR | None | 2 | 2 | 1 | Canadian Solar TOPHiKu7 | 720 | 23.2 | 3.11 | 0.6182 | 8.8235 | 12 | 12 | 1110.8 |  | 1928.4 | 42194 | 12 | 8.64 | 13329.1 | 14170.64 | 9919.45 | 7140.91 | 2 | 52321.91 | 489.6 | 1 | 12 | 37.32 | No | time_limit_feasible | 12 | 8.64 | 13329.1 | 14170.64 | 9919.45 | 7140.91 | 2 | 52321.91 | 489.6 | 1 | 12 | 37.32 | No | optimal | 18 | Generac PWRcell M6 ×1 | 21 | 8.51 | 20 | 14153 | 5100 | 26663 | 4 | No | 21 | 8.51 | 34 | 14153 | 7182 | 39313 | 4 | Yes
45 | Oceanside | 33.1959 | -117.3795 | 25000 | 50 | 8 | 6.25 | TOU_DR | None | 2 | 2 | 2 | Canadian Solar TOPHiKu7 | 720 | 23.2 | 3.11 | 0.6182 | 8.8235 | 12 | 12 | 1110.8 |  | 1928.4 | 42492.7 | 12 | 8.64 | 13329.1 | 1520.64 | 1064.45 | 5086.11 | 1 | 42088.65 | 489.6 | 1 | 12 | 37.32 | No | time_limit_feasible | 12 | 8.64 | 13329.1 | 14170.64 | 9919.45 | 7155.53 | 2 | 52457.17 | 489.6 | 1 | 12 | 37.32 | No | optimal | 18 | Generac PWRcell M6 ×1 | 21 | 8.51 | 20 | 14153 | 5206 | 26663 | 4 | No | 21 | 8.51 | 20 | 14153 | 7249 | 39313 | 4 | Yes
46 | Oceanside | 33.1959 | -117.3795 | 25000 | 50 | 8 | 6.25 | TOU_DR | None | 2 | 3 | 0 | Canadian Solar TOPHiKu7 | 720 | 23.2 | 3.11 | 0.6182 | 8.8235 | 12 | 12 | 1110.8 |  | 1928.4 | 44215.6 | 12 | 8.64 | 13329.1 | 14170.64 | 9919.45 | 7176.37 | 2 | 52644.33 | 489.6 | 1 | 12 | 37.32 | No | time_limit_feasible | 12 | 8.64 | 13329.1 | 14170.64 | 9919.45 | 7176.37 | 2 | 52644.33 | 489.6 | 1 | 12 | 37.32 | No | optimal | 18 | Generac PWRcell M6 ×1 | 21 | 8.51 | 19 | 14156 | 5266 | 26663 | 4 | No | 21 | 8.51 | 32 | 14156 | 7303 | 39313 | 4 | No
47 | Oceanside | 33.1959 | -117.3795 | 25000 | 50 | 8 | 6.25 | TOU_DR | None | 2 | 3 | 1 | Canadian Solar TOPHiKu7 | 720 | 23.2 | 3.11 | 0.6182 | 8.8235 | 12 | 12 | 1110.8 |  | 1928.4 | 44547.6 | 12 | 8.64 | 13329.1 | 14170.64 | 9919.45 | 7179.65 | 2 | 52674.99 | 489.6 | 1 | 12 | 37.32 | No | optimal | 12 | 8.64 | 13329.1 | 14170.64 | 9919.45 | 7179.65 | 2 | 52674.99 | 489.6 | 1 | 12 | 37.32 | No | optimal | 18 | Generac PWRcell M6 ×1 | 21 | 8.51 | 19 | 14154 | 5383 | 26663 | 4 | No | 21 | 8.51 | 32 | 14154 | 7353 | 39313 | 4 | No
48 | Oceanside | 33.1959 | -117.3795 | 25000 | 50 | 8 | 6.25 | TOU_DR | None | 2 | 3 | 2 | Canadian Solar TOPHiKu7 | 720 | 23.2 | 3.11 | 0.6182 | 8.8235 | 12 | 12 | 1110.8 |  | 1928.4 | 44879.6 | 12 | 8.64 | 13329.1 | 14170.64 | 9919.45 | 7178.41 | 2 | 52663.73 | 489.6 | 1 | 12 | 37.32 | No | optimal | 12 | 8.64 | 13329.1 | 14170.64 | 9919.45 | 7178.41 | 2 | 52663.73 | 489.6 | 1 | 12 | 37.32 | No | optimal | 18 | Generac PWRcell M6 ×1 | 21 | 8.51 | 19 | 14156 | 5499 | 26663 | 4 | No | 21 | 8.51 | 32 | 14156 | 7392 | 39313 | 4 | No
49 | Coronado | 32.6859 | -117.1831 | 25000 | 50 | 8 | 6.25 | TOU_DR | None | 0 | 1 | 0 | Canadian Solar TOPHiKu7 | 720 | 23.2 | 3.11 | 0.6182 | 8.8235 | 12 | 12 | 1108.6 |  | 1924.7 | 17137.6 | 12 | 8.64 | 13303.5 | 14170.64 | 9919.45 | 6389.14 | 2 | 45553.22 | 489.6 | 1 | 12 | 37.32 | No | time_limit_feasible | 12 | 8.64 | 13303.5 | 14170.64 | 9919.45 | 6389.14 | 2 | 45553.22 | 489.6 | 1 | 12 | 37.32 | No | optimal | 18 | Generac PWRcell M6 ×1 | 21 | 8.51 | 50 | 14153 | 4035 | 26663 | 5 | No | 18 | 7.29 | 41 | 12130 | 5786 | 35504 | 5 | Yes
50 | Coronado | 32.6859 | -117.1831 | 25000 | 50 | 8 | 6.25 | TOU_DR | None | 0 | 1 | 1 | Canadian Solar TOPHiKu7 | 720 | 23.2 | 3.11 | 0.6182 | 8.8235 | 12 | 12 | 1108.6 |  | 1924.7 | 17383 | 12 | 8.64 | 13303.5 | 14170.64 | 9919.45 | 6424.97 | 2 | 45882.98 | 489.6 | 1 | 12 | 37.32 | No | time_limit_feasible | 12 | 8.64 | 13303.5 | 14170.64 | 9919.45 | 6424.97 | 2 | 45882.98 | 489.6 | 1 | 12 | 37.32 | No | optimal | 18 | Generac PWRcell M6 ×1 | 21 | 8.51 | 49 | 14154 | 4125 | 26663 | 5 | No | 19 | 7.7 | 44 | 12804 | 6001 | 36774 | 5 | Yes
51 | Coronado | 32.6859 | -117.1831 | 25000 | 50 | 8 | 6.25 | TOU_DR | None | 0 | 2 | 0 | Canadian Solar TOPHiKu7 | 720 | 23.2 | 3.11 | 0.6182 | 8.8235 | 12 | 12 | 1108.6 |  | 1924.7 | 19279.8 | 12 | 8.64 | 13303.5 | 26820.64 | 18774.45 | 6634.24 | 3 | 38955.33 | 489.6 | 1 | 12 | 37.32 | No | time_limit_feasible | 12 | 8.64 | 13303.5 | 14170.64 | 9919.45 | 6529.86 | 2 | 46836.77 | 489.6 | 1 | 12 | 37.32 | No | optimal | 18 | Generac PWRcell M6 ×1 | 21 | 8.51 | 44 | 14156 | 4313 | 26663 | 5 | No | 21 | 8.51 | 73 | 14156 | 6418 | 39313 | 5 | No
52 | Coronado | 32.6859 | -117.1831 | 25000 | 50 | 8 | 6.25 | TOU_DR | None | 0 | 2 | 1 | Canadian Solar TOPHiKu7 | 720 | 23.2 | 3.11 | 0.6182 | 8.8235 | 12 | 12 | 1108.6 |  | 1924.7 | 19555.8 | 12 | 8.64 | 13303.5 | 26820.64 | 18774.45 | 6640.24 | 3 | 39006.41 | 489.6 | 1 | 12 | 37.32 | No | time_limit_feasible | 12 | 8.64 | 13303.5 | 14170.64 | 9919.45 | 6559.05 | 2 | 47104.79 | 489.6 | 1 | 12 | 37.32 | No | optimal | 18 | Generac PWRcell M6 ×1 | 21 | 8.51 | 44 | 14156 | 4413 | 26663 | 4 | No | 21 | 8.51 | 72 | 14156 | 6511 | 39313 | 5 | No
53 | Coronado | 32.6859 | -117.1831 | 25000 | 50 | 8 | 6.25 | TOU_DR | None | 0 | 2 | 2 | Canadian Solar TOPHiKu7 | 720 | 23.2 | 3.11 | 0.6182 | 8.8235 | 12 | 12 | 1108.6 |  | 1924.7 | 19831.9 | 12 | 8.64 | 13303.5 | 14170.64 | 9919.45 | 6584.15 | 2 | 47334.74 | 489.6 | 1 | 12 | 37.32 | No | time_limit_feasible | 12 | 8.64 | 13303.5 | 14170.64 | 9919.45 | 6584.15 | 2 | 47334.74 | 489.6 | 1 | 12 | 37.32 | No | optimal | 18 | Generac PWRcell M6 ×1 | 21 | 8.51 | 43 | 14153 | 4512 | 26663 | 4 | No | 21 | 8.51 | 71 | 14153 | 6596 | 39313 | 4 | No
54 | Coronado | 32.6859 | -117.1831 | 25000 | 50 | 8 | 6.25 | TOU_DR | None | 0 | 3 | 0 | Canadian Solar TOPHiKu7 | 720 | 23.2 | 3.11 | 0.6182 | 8.8235 | 12 | 12 | 1108.6 |  | 1924.7 | 21422 | 12 | 8.64 | 13303.5 | 14170.64 | 9919.45 | 6628.25 | 2 | 47730.98 | 489.6 | 1 | 12 | 37.32 | No | time_limit_feasible | 12 | 8.64 | 13303.5 | 14170.64 | 9919.45 | 6628.25 | 2 | 47730.98 | 489.6 | 1 | 12 | 37.32 | No | optimal | 18 | Generac PWRcell M6 ×1 | 21 | 8.51 | 40 | 14153 | 4577 | 26663 | 4 | No | 21 | 8.51 | 66 | 14153 | 6674 | 39313 | 4 | No
55 | Coronado | 32.6859 | -117.1831 | 25000 | 50 | 8 | 6.25 | TOU_DR | None | 0 | 3 | 1 | Canadian Solar TOPHiKu7 | 720 | 23.2 | 3.11 | 0.6182 | 8.8235 | 12 | 12 | 1108.6 |  | 1924.7 | 21728.7 | 12 | 8.64 | 13303.5 | 14170.64 | 9919.45 | 6645.66 | 2 | 47889.84 | 489.6 | 1 | 12 | 37.32 | No | time_limit_feasible | 12 | 8.64 | 13303.5 | 14170.64 | 9919.45 | 6645.66 | 2 | 47889.84 | 489.6 | 1 | 12 | 37.32 | No | optimal | 18 | Generac PWRcell M6 ×1 | 21 | 8.51 | 39 | 14156 | 4686 | 26663 | 4 | No | 21 | 8.51 | 65 | 14156 | 6747 | 39313 | 4 | No
56 | Coronado | 32.6859 | -117.1831 | 25000 | 50 | 8 | 6.25 | TOU_DR | None | 0 | 3 | 2 | Canadian Solar TOPHiKu7 | 720 | 23.2 | 3.11 | 0.6182 | 8.8235 | 12 | 12 | 1108.6 |  | 1924.7 | 22035.4 | 12 | 8.64 | 13303.5 | 14170.64 | 9919.45 | 6656.43 | 2 | 47987.1 | 489.6 | 1 | 12 | 37.32 | No | time_limit_feasible | 12 | 8.64 | 13303.5 | 14170.64 | 9919.45 | 6656.43 | 2 | 47987.1 | 489.6 | 1 | 12 | 37.32 | No | optimal | 18 | Generac PWRcell M6 ×1 | 21 | 8.51 | 39 | 14153 | 4795 | 26663 | 4 | No | 21 | 8.51 | 64 | 14153 | 6807 | 39313 | 4 | No
57 | Coronado | 32.6859 | -117.1831 | 25000 | 50 | 8 | 6.25 | TOU_DR | None | 1 | 1 | 0 | Canadian Solar TOPHiKu7 | 720 | 23.2 | 3.11 | 0.6182 | 8.8235 | 12 | 12 | 1108.6 |  | 1924.7 | 22393.2 | 12 | 8.64 | 13303.5 | 1520.64 | 1064.45 | 3938.29 | 1 | 31573.09 | 489.6 | 1 | 12 | 37.32 | No | time_limit_feasible | 12 | 8.64 | 13303.5 | 14170.64 | 9919.45 | 6444.3 | 2 | 46022.6 | 489.6 | 1 | 12 | 37.32 | No | optimal | 18 | Generac PWRcell M6 ×1 | 21 | 8.51 | 70 | 14153 | 4048 | 26663 | 5 | No | 21 | 8.51 | 70 | 14153 | 6141 | 39313 | 5 | Yes
58 | Coronado | 32.6859 | -117.1831 | 25000 | 50 | 8 | 6.25 | TOU_DR | None | 1 | 1 | 1 | Canadian Solar TOPHiKu7 | 720 | 23.2 | 3.11 | 0.6182 | 8.8235 | 12 | 12 | 1108.6 |  | 1924.7 | 22638.6 | 12 | 8.64 | 13303.5 | 26820.64 | 18774.45 | 6651.56 | 3 | 39095.18 | 489.6 | 1 | 12 | 37.32 | No | time_limit_feasible | 12 | 8.64 | 13303.5 | 14170.64 | 9919.45 | 6477.9 | 2 | 46332.85 | 489.6 | 1 | 12 | 37.32 | No | optimal | 18 | Generac PWRcell M6 ×1 | 21 | 8.51 | 75 | 14153 | 4138 | 26663 | 5 | No | 21 | 8.51 | 75 | 14153 | 6230 | 39313 | 5 | Yes
59 | Coronado | 32.6859 | -117.1831 | 25000 | 50 | 8 | 6.25 | TOU_DR | None | 1 | 2 | 0 | Canadian Solar TOPHiKu7 | 720 | 23.2 | 3.11 | 0.6182 | 8.8235 | 12 | 12 | 1108.6 |  | 1924.7 | 24535.4 | 12 | 8.64 | 13303.5 | 26820.64 | 18774.45 | 6683.3 | 3 | 39375.32 | 489.6 | 1 | 12 | 37.32 | No | time_limit_feasible | 12 | 8.64 | 13303.5 | 14170.64 | 9919.45 | 6569.35 | 2 | 47170.14 | 489.6 | 1 | 12 | 37.32 | No | optimal | 18 | Generac PWRcell M6 ×1 | 21 | 8.51 | 47 | 14156 | 4325 | 26663 | 5 | No | 21 | 8.51 | 58 | 14156 | 6437 | 39313 | 5 | No
60 | Coronado | 32.6859 | -117.1831 | 25000 | 50 | 8 | 6.25 | TOU_DR | None | 1 | 2 | 1 | Canadian Solar TOPHiKu7 | 720 | 23.2 | 3.11 | 0.6182 | 8.8235 | 12 | 12 | 1108.6 |  | 1924.7 | 24811.5 | 12 | 8.64 | 13303.5 | 1520.64 | 1064.45 | 4307.58 | 1 | 35001.66 | 489.6 | 1 | 12 | 37.32 | No | time_limit_feasible | 12 | 8.64 | 13303.5 | 14170.64 | 9919.45 | 6597.63 | 2 | 47430.97 | 489.6 | 1 | 12 | 37.32 | No | optimal | 18 | Generac PWRcell M6 ×1 | 21 | 8.51 | 50 | 14162 | 4425 | 26663 | 4 | No | 21 | 8.51 | 50 | 14162 | 6530 | 39313 | 5 | No
61 | Coronado | 32.6859 | -117.1831 | 25000 | 50 | 8 | 6.25 | TOU_DR | None | 1 | 2 | 2 | Canadian Solar TOPHiKu7 | 720 | 23.2 | 3.11 | 0.6182 | 8.8235 | 12 | 12 | 1108.6 |  | 1924.7 | 25087.6 | 12 | 8.64 | 13303.5 | 14170.64 | 9919.45 | 6621.71 | 2 | 47652.84 | 489.6 | 1 | 12 | 37.32 | No | time_limit_feasible | 12 | 8.64 | 13303.5 | 14170.64 | 9919.45 | 6621.71 | 2 | 47652.84 | 489.6 | 1 | 12 | 37.32 | No | optimal | 18 | Generac PWRcell M6 ×1 | 21 | 8.51 | 45 | 14153 | 4525 | 26663 | 4 | No | 21 | 8.51 | 56 | 14153 | 6615 | 39313 | 4 | Yes
62 | Coronado | 32.6859 | -117.1831 | 25000 | 50 | 8 | 6.25 | TOU_DR | None | 1 | 3 | 0 | Canadian Solar TOPHiKu7 | 720 | 23.2 | 3.11 | 0.6182 | 8.8235 | 12 | 12 | 1108.6 |  | 1924.7 | 26677.6 | 12 | 8.64 | 13303.5 | 1520.64 | 1064.45 | 4464.8 | 1 | 36460.85 | 489.6 | 1 | 12 | 37.32 | No | time_limit_feasible | 12 | 8.64 | 13303.5 | 14170.64 | 9919.45 | 6658 | 2 | 47981.66 | 489.6 | 1 | 12 | 37.32 | No | optimal | 18 | Generac PWRcell M6 ×1 | 21 | 8.51 | 32 | 14153 | 4589 | 26663 | 4 | No | 21 | 8.51 | 53 | 14153 | 6688 | 39313 | 4 | Yes
63 | Coronado | 32.6859 | -117.1831 | 25000 | 50 | 8 | 6.25 | TOU_DR | None | 1 | 3 | 1 | Canadian Solar TOPHiKu7 | 720 | 23.2 | 3.11 | 0.6182 | 8.8235 | 12 | 12 | 1108.6 |  | 1924.7 | 26984.4 | 12 | 8.64 | 13303.5 | 1520.64 | 1064.45 | 4573.34 | 1 | 37468.95 | 489.6 | 1 | 12 | 37.32 | No | time_limit_feasible | 12 | 8.64 | 13303.5 | 14170.64 | 9919.45 | 6674.12 | 2 | 48130.03 | 489.6 | 1 | 12 | 37.32 | No | optimal | 18 | Generac PWRcell M6 ×1 | 21 | 8.51 | 48 | 14156 | 4699 | 26663 | 4 | No | 21 | 8.51 | 52 | 14156 | 6762 | 39313 | 4 | No
64 | Coronado | 32.6859 | -117.1831 | 25000 | 50 | 8 | 6.25 | TOU_DR | None | 1 | 3 | 2 | Canadian Solar TOPHiKu7 | 720 | 23.2 | 3.11 | 0.6182 | 8.8235 | 12 | 12 | 1108.6 |  | 1924.7 | 27291.1 | 12 | 8.64 | 13303.5 | 1520.64 | 1064.45 | 4680.61 | 1 | 38465.22 | 489.6 | 1 | 12 | 37.32 | No | time_limit_feasible | 12 | 8.64 | 13303.5 | 14170.64 | 9919.45 | 6683.05 | 2 | 48211.77 | 489.6 | 1 | 12 | 37.32 | No | optimal | 18 | Generac PWRcell M6 ×1 | 21 | 8.51 | 48 | 14158 | 4808 | 26663 | 4 | No | 21 | 8.51 | 52 | 14158 | 6822 | 39313 | 4 | Yes
65 | Coronado | 32.6859 | -117.1831 | 25000 | 50 | 8 | 6.25 | TOU_DR | None | 2 | 1 | 0 | Canadian Solar TOPHiKu7 | 720 | 23.2 | 3.11 | 0.6182 | 8.8235 | 12 | 12 | 1108.6 |  | 1924.7 | 38161.6 | 12 | 8.64 | 13303.5 | 14170.64 | 9919.45 | 6915.26 | 2 | 50253.72 | 489.6 | 1 | 12 | 37.32 | No | time_limit_feasible | 12 | 8.64 | 13303.5 | 14170.64 | 9919.45 | 6915.26 | 2 | 50253.72 | 489.6 | 1 | 12 | 37.32 | No | optimal | 18 | Generac PWRcell M6 ×1 | 21 | 8.51 | 22 | 14156 | 4518 | 26663 | 5 | No | 21 | 8.51 | 37 | 14156 | 6611 | 39313 | 5 | Yes
66 | Coronado | 32.6859 | -117.1831 | 25000 | 50 | 8 | 6.25 | TOU_DR | None | 2 | 1 | 1 | Canadian Solar TOPHiKu7 | 720 | 23.2 | 3.11 | 0.6182 | 8.8235 | 12 | 12 | 1108.6 |  | 1924.7 | 38407 | 12 | 8.64 | 13303.5 | 1520.64 | 1064.45 | 4498.64 | 1 | 36638.23 | 489.6 | 1 | 12 | 37.32 | No | time_limit_feasible | 12 | 8.64 | 13303.5 | 14170.64 | 9919.45 | 6948.86 | 2 | 50564.34 | 489.6 | 1 | 12 | 37.32 | No | optimal | 18 | Generac PWRcell M6 ×1 | 21 | 8.51 | 22 | 14156 | 4608 | 26663 | 5 | No | 21 | 8.51 | 37 | 14156 | 6700 | 39313 | 5 | No
67 | Coronado | 32.6859 | -117.1831 | 25000 | 50 | 8 | 6.25 | TOU_DR | None | 2 | 2 | 0 | Canadian Solar TOPHiKu7 | 720 | 23.2 | 3.11 | 0.6182 | 8.8235 | 12 | 12 | 1108.6 |  | 1924.7 | 40303.8 | 12 | 8.64 | 13303.5 | 1520.64 | 1064.45 | 4679.43 | 1 | 38316.48 | 489.6 | 1 | 12 | 37.32 | No | time_limit_feasible | 12 | 8.64 | 13303.5 | 14170.64 | 9919.45 | 7040.31 | 2 | 51402.33 | 489.6 | 1 | 12 | 37.32 | No | optimal | 18 | Generac PWRcell M6 ×1 | 21 | 8.51 | 21 | 14156 | 4796 | 26663 | 5 | No | 21 | 8.51 | 35 | 14156 | 6907 | 39313 | 5 | Yes
68 | Coronado | 32.6859 | -117.1831 | 25000 | 50 | 8 | 6.25 | TOU_DR | None | 2 | 2 | 1 | Canadian Solar TOPHiKu7 | 720 | 23.2 | 3.11 | 0.6182 | 8.8235 | 12 | 12 | 1108.6 |  | 1924.7 | 40579.8 | 12 | 8.64 | 13303.5 | 1520.64 | 1064.45 | 4778.49 | 1 | 39237.06 | 489.6 | 1 | 12 | 37.32 | No | time_limit_feasible | 12 | 8.64 | 13303.5 | 14170.64 | 9919.45 | 7068.55 | 2 | 51663.37 | 489.6 | 1 | 12 | 37.32 | No | optimal | 18 | Generac PWRcell M6 ×1 | 21 | 8.51 | 21 | 14160 | 4895 | 26663 | 4 | No | 21 | 8.51 | 35 | 14160 | 7000 | 39313 | 5 | No
69 | Coronado | 32.6859 | -117.1831 | 25000 | 50 | 8 | 6.25 | TOU_DR | None | 2 | 2 | 2 | Canadian Solar TOPHiKu7 | 720 | 23.2 | 3.11 | 0.6182 | 8.8235 | 12 | 12 | 1108.6 |  | 1924.7 | 40855.9 | 12 | 8.64 | 13303.5 | 1520.64 | 1064.45 | 4877.02 | 1 | 40152.69 | 489.6 | 1 | 12 | 37.32 | No | time_limit_feasible | 12 | 8.64 | 13303.5 | 14170.64 | 9919.45 | 7092.62 | 2 | 51885.75 | 489.6 | 1 | 12 | 37.32 | No | optimal | 18 | Generac PWRcell M6 ×1 | 21 | 8.51 | 21 | 14156 | 4995 | 26663 | 4 | No | 21 | 8.51 | 35 | 14156 | 7085 | 39313 | 4 | No
70 | Coronado | 32.6859 | -117.1831 | 25000 | 50 | 8 | 6.25 | TOU_DR | None | 2 | 3 | 0 | Canadian Solar TOPHiKu7 | 720 | 23.2 | 3.11 | 0.6182 | 8.8235 | 12 | 12 | 1108.6 |  | 1924.7 | 42446 | 12 | 8.64 | 13303.5 | 14170.64 | 9919.45 | 7128.96 | 2 | 52215.33 | 489.6 | 1 | 12 | 37.32 | No | time_limit_feasible | 12 | 8.64 | 13303.5 | 14170.64 | 9919.45 | 7128.96 | 2 | 52215.33 | 489.6 | 1 | 12 | 37.32 | No | optimal | 18 | Generac PWRcell M6 ×1 | 21 | 8.51 | 20 | 14164 | 5060 | 26663 | 4 | No | 21 | 8.51 | 33 | 14164 | 7158 | 39313 | 4 | No
71 | Coronado | 32.6859 | -117.1831 | 25000 | 50 | 8 | 6.25 | TOU_DR | None | 2 | 3 | 1 | Canadian Solar TOPHiKu7 | 720 | 23.2 | 3.11 | 0.6182 | 8.8235 | 12 | 12 | 1108.6 |  | 1924.7 | 42752.7 | 12 | 8.64 | 13303.5 | 26820.64 | 18774.45 | 7176.87 | 3 | 43803.69 | 489.6 | 1 | 12 | 37.32 | No | optimal | 12 | 8.64 | 13303.5 | 14170.64 | 9919.45 | 7145.03 | 2 | 52364.06 | 489.6 | 1 | 12 | 37.32 | No | optimal | 18 | Generac PWRcell M6 ×1 | 21 | 8.51 | 20 | 14153 | 5169 | 26663 | 4 | No | 21 | 8.51 | 33 | 14153 | 7232 | 39313 | 4 | Yes
72 | Coronado | 32.6859 | -117.1831 | 25000 | 50 | 8 | 6.25 | TOU_DR | None | 2 | 3 | 2 | Canadian Solar TOPHiKu7 | 720 | 23.2 | 3.11 | 0.6182 | 8.8235 | 12 | 12 | 1108.6 |  | 1924.7 | 43059.5 | 12 | 8.64 | 13303.5 | 1520.64 | 1064.45 | 5151.57 | 1 | 42702.37 | 489.6 | 1 | 12 | 37.32 | No | time_limit_feasible | 12 | 8.64 | 13303.5 | 14170.64 | 9919.45 | 7154.01 | 2 | 52447.15 | 489.6 | 1 | 12 | 37.32 | No | optimal | 18 | Generac PWRcell M6 ×1 | 21 | 8.51 | 20 | 14153 | 5278 | 26663 | 4 | No | 21 | 8.51 | 33 | 14153 | 7292 | 39313 | 4 | No

## op2 (243 rows)
INPUTS | [12 empty] | PYTHON — PANEL SPEC | [11 empty] | PYTHON — OPTIMAL (MILP) | [13 empty] | PYTHON — RECOMMENDED (MILP+BAT) | [15 empty] | LLM — OPTIMAL SYSTEM | [7 empty] | LLM — RECOMMENDED SYSTEM
File # | Location | Latitude | Longitude | Budget (USD) | Roof Area (m²) | Roof Length (m) | Roof Width (m) | Rate Plan | Panel Brand | Num EVs | Num People | Num Daytime Occupants | Selected Panel | Panel Power (Wp) | Panel Efficiency (%) | Panel Area (m²) | Cell Vmp (V) | Cell Imp (A) | Max Panels by Roof | Max Panels by Budget | Prod/Panel/yr (kWh) | Annual Consumption kWh (None=auto) | Irradiance (kWh/m²/yr) | Annual Load kWh (EIA) | OPT_MATH: Panels | OPT_MATH: System kW DC | OPT_MATH: Annual Prod (kWh) | OPT_MATH: Gross CAPEX ($) | OPT_MATH: Net CAPEX ITC ($) | OPT_MATH: Annual Savings ($) | OPT_MATH: Payback (yr) | OPT_MATH: NPV ($) | OPT_MATH: String Voltage (V) | OPT_MATH: Parallel Strings | OPT_MATH: Panels-in-Series | OPT_MATH: Array Area (m²) | OPT_MATH: Budget Binding? | OPT_MATH: Solver Status | REC_MATH: Panels | REC_MATH: System kW DC | REC_MATH: Annual Prod (kWh) | REC_MATH: Gross CAPEX ($) | REC_MATH: Net CAPEX ITC ($) | REC_MATH: Annual Savings ($) | REC_MATH: Payback (yr) | REC_MATH: NPV ($) | REC_MATH: String Voltage (V) | REC_MATH: Parallel Strings | REC_MATH: Panels-in-Series | REC_MATH: Array Area (m²) | REC_MATH: Budget Binding? | REC_MATH: Solver Status | REC_MATH: Battery kWh | REC_MATH: Battery Model | LLM_OPT: Panels | LLM_OPT: System kW DC | LLM_OPT: Target Offset (%) | LLM_OPT: Annual Prod (kWh) | LLM_OPT: Annual Savings ($) | LLM_OPT: CAPEX ($) | LLM_OPT: Payback (yr) | LLM_OPT: Budget Binding? | LLM_REC: Panels | LLM_REC: System kW DC | LLM_REC: Target Offset (%) | LLM_REC: Annual Prod (kWh) | LLM_REC: Annual Savings ($) | LLM_REC: CAPEX ($) | LLM_REC: Payback (yr) | LLM_REC: Budget Binding?
1 | La_Jolla | 32.8328 | -117.2713 | 5000 | 25 | 5 | 5 | TOU_DR | REC Group | 0 | 2 | 1 | REC Group Alpha Pure | 405 | 21.9 | 1.85 | 0.6333 | 4.8445 | 8 | 8 | 618 |  | 1907.3 | 20866.4 | 8 | 3.24 | 4943.7 | 2958.12 | 2070.68 | 2292.4 | 1 | 17402.99 | 334.4 | 1 | 8 | 14.8 | No | time_limit_feasible | 8 | 3.24 | 4943.7 | 2958.12 | 2070.68 | 2292.4 | 1 | 17402.99 | 334.4 | 1 | 8 | 14.8 | No | optimal | 0 | None | 8 | 3.24 | 16 | 5391 | 2436 | 10157 | 3 | No | 4 | 1.62 | 8 | 2696 | 1328 | 17729 | 8 | Yes
2 | La_Jolla | 32.8328 | -117.2713 | 5000 | 25 | 5 | 5 | TOU_DR | Canadian Solar | 0 | 2 | 1 | Canadian Solar TOPHiKu7 | 720 | 23.2 | 3.11 | 0.6182 | 8.8235 | 6 | 6 | 1098.6 |  | 1907.3 | 20866.4 | 6 | 4.32 | 6591.6 | 760.32 | 532.22 | 2756.66 | 1 | 22726.81 | 244.8 | 1 | 6 | 18.66 | No | time_limit_feasible | 6 | 4.32 | 6591.6 | 760.32 | 532.22 | 2756.66 | 1 | 22726.81 | 244.8 | 1 | 6 | 18.66 | No | optimal | 0 | None | 8 | 3.36 | 20 | 5591 | 2494 | 11458 | 4 | No | 3 | 1.26 | 8 | 2097 | 1031 | 16947 | 9 | Yes
3 | La_Jolla | 32.8328 | -117.2713 | 5000 | 25 | 5 | 5 | TOU_DR | Aiko Solar | 0 | 2 | 1 | Aiko Solar Neostar 2P | 485 | 24.3 | 1.99 | 0.6467 | 6.9444 | 8 | 8 | 740 |  | 1907.3 | 20866.4 | 8 | 3.88 | 5920.3 | 14997.4 | 10498.18 | 2961.66 | 4 | 14874.6 | 279.36 | 1 | 8 | 15.92 | No | optimal | 8 | 3.88 | 5920.3 | 2347.4 | 1643.18 | 2584.68 | 1 | 20228.2 | 279.36 | 1 | 8 | 15.92 | No | optimal | 0 | None | 8 | 3.68 | 25 | 6123 | 2639 | 15180 | 4 | No | 2 | 0.92 | 6 | 1531 | 749 | 16445 | 11 | Yes
4 | La_Jolla | 32.8328 | -117.2713 | 10000 | 25 | 5 | 5 | TOU_DR | REC Group | 0 | 2 | 1 | REC Group Alpha Pure | 405 | 21.9 | 1.85 | 0.6333 | 4.8445 | 8 | 8 | 618 |  | 1907.3 | 20866.4 | 8 | 3.24 | 4943.7 | 2958.12 | 2070.68 | 2292.4 | 1 | 17402.99 | 334.4 | 1 | 8 | 14.8 | No | time_limit_feasible | 8 | 3.24 | 4943.7 | 2958.12 | 2070.68 | 2292.4 | 1 | 17402.99 | 334.4 | 1 | 8 | 14.8 | No | optimal | 0 | None | 8 | 3.24 | 15 | 5391 | 2436 | 10157 | 3 | No | 8 | 3.24 | 15 | 5391 | 2690 | 22807 | 6 | No
5 | La_Jolla | 32.8328 | -117.2713 | 10000 | 25 | 5 | 5 | TOU_DR | Canadian Solar | 0 | 2 | 1 | Canadian Solar TOPHiKu7 | 720 | 23.2 | 3.11 | 0.6182 | 8.8235 | 6 | 6 | 1098.6 |  | 1907.3 | 20866.4 | 6 | 4.32 | 6591.6 | 760.32 | 532.22 | 2756.66 | 1 | 22726.81 | 244.8 | 1 | 6 | 18.66 | No | time_limit_feasible | 6 | 4.32 | 6591.6 | 760.32 | 532.22 | 2756.66 | 1 | 22726.81 | 244.8 | 1 | 6 | 18.66 | No | optimal | 0 | None | 8 | 3.36 | 23 | 5591 | 2494 | 11458 | 4 | No | 7 | 2.94 | 20 | 4892 | 2433 | 22675 | 6 | Yes
6 | La_Jolla | 32.8328 | -117.2713 | 10000 | 25 | 5 | 5 | TOU_DR | Aiko Solar | 0 | 2 | 1 | Aiko Solar Neostar 2P | 485 | 24.3 | 1.99 | 0.6467 | 6.9444 | 8 | 8 | 740 |  | 1907.3 | 20866.4 | 8 | 3.88 | 5920.3 | 14997.4 | 10498.18 | 2961.66 | 4 | 14874.6 | 279.36 | 1 | 8 | 15.92 | No | optimal | 8 | 3.88 | 5920.3 | 2347.4 | 1643.18 | 2584.68 | 1 | 20228.2 | 279.36 | 1 | 8 | 15.92 | No | optimal | 0 | None | 8 | 3.68 | 18 | 6123 | 2639 | 15180 | 4 | No | 5 | 2.3 | 11 | 3827 | 1893 | 22138 | 7 | Yes
7 | La_Jolla | 32.8328 | -117.2713 | 15000 | 25 | 5 | 5 | TOU_DR | REC Group | 0 | 2 | 1 | REC Group Alpha Pure | 405 | 21.9 | 1.85 | 0.6333 | 4.8445 | 8 | 8 | 618 |  | 1907.3 | 20866.4 | 8 | 3.24 | 4943.7 | 2958.12 | 2070.68 | 2292.4 | 1 | 17402.99 | 334.4 | 1 | 8 | 14.8 | No | time_limit_feasible | 8 | 3.24 | 4943.7 | 12308.12 | 8615.68 | 2453.64 | 4 | 12362.73 | 334.4 | 1 | 8 | 14.8 | No | optimal | 5 | Enphase IQ Battery 5P ×1 | 8 | 3.24 | 39 | 5391 | 2436 | 10157 | 3 | No | 8 | 3.24 | 39 | 5391 | 2690 | 22807 | 6 | Yes
8 | La_Jolla | 32.8328 | -117.2713 | 15000 | 25 | 5 | 5 | TOU_DR | Canadian Solar | 0 | 2 | 1 | Canadian Solar TOPHiKu7 | 720 | 23.2 | 3.11 | 0.6182 | 8.8235 | 6 | 6 | 1098.6 |  | 1907.3 | 20866.4 | 6 | 4.32 | 6591.6 | 760.32 | 532.22 | 2756.66 | 1 | 22726.81 | 244.8 | 1 | 6 | 18.66 | No | time_limit_feasible | 6 | 4.32 | 6591.6 | 13410.32 | 9387.22 | 3313.99 | 3 | 19038.67 | 244.8 | 1 | 6 | 18.66 | No | optimal | 18 | Generac PWRcell M6 ×1 | 8 | 3.36 | 34 | 5591 | 2494 | 11458 | 4 | No | 8 | 3.36 | 34 | 5591 | 2793 | 24108 | 6 | No
9 | La_Jolla | 32.8328 | -117.2713 | 15000 | 25 | 5 | 5 | TOU_DR | Aiko Solar | 0 | 2 | 1 | Aiko Solar Neostar 2P | 485 | 24.3 | 1.99 | 0.6467 | 6.9444 | 8 | 8 | 740 |  | 1907.3 | 20866.4 | 8 | 3.88 | 5920.3 | 14997.4 | 10498.18 | 2961.66 | 4 | 14874.6 | 279.36 | 1 | 8 | 15.92 | No | optimal | 8 | 3.88 | 5920.3 | 14997.4 | 10498.18 | 2961.66 | 4 | 14874.6 | 279.36 | 1 | 8 | 15.92 | Yes | optimal | 18 | Generac PWRcell M6 ×1 | 8 | 3.68 | 37 | 6123 | 2639 | 15180 | 4 | No | 8 | 3.68 | 37 | 6123 | 3073 | 27830 | 6 | No
10 | La_Jolla | 32.8328 | -117.2713 | 5000 | 50 | 5 | 10 | TOU_DR | REC Group | 0 | 2 | 1 | REC Group Alpha Pure | 405 | 21.9 | 1.85 | 0.6333 | 4.8445 | 20 | 13 | 618 |  | 1907.3 | 20866.4 | 20 | 8.1 | 12359.3 | 32695.3 | 22886.71 | 6230.19 | 4 | 31618.41 | 418 | 2 | 10 | 37 | No | time_limit_feasible | 13 | 5.265 | 8033.5 | 4806.95 | 3364.86 | 3076.84 | 2 | 22699.35 | 543.4 | 1 | 13 | 24.05 | No | optimal | 0 | None | 20 | 8.1 | 66 | 13478 | 3967 | 25394 | 5 | No | 4 | 1.62 | 8 | 2696 | 1328 | 17729 | 8 | Yes
11 | La_Jolla | 32.8328 | -117.2713 | 5000 | 50 | 5 | 10 | TOU_DR | Canadian Solar | 0 | 2 | 1 | Canadian Solar TOPHiKu7 | 720 | 23.2 | 3.11 | 0.6182 | 8.8235 | 14 | 14 | 1098.6 |  | 1907.3 | 20866.4 | 14 | 10.08 | 15380.5 | 1774.08 | 1241.86 | 4216.68 | 1 | 33490.27 | 285.6 | 2 | 7 | 43.54 | No | time_limit_feasible | 14 | 10.08 | 15380.5 | 1774.08 | 1241.86 | 4216.68 | 1 | 33490.27 | 285.6 | 2 | 7 | 43.54 | No | optimal | 0 | None | 20 | 8.4 | 70 | 13978 | 4035 | 28644 | 5 | No | 3 | 1.26 | 10 | 2097 | 1031 | 16947 | 9 | Yes
12 | La_Jolla | 32.8328 | -117.2713 | 5000 | 50 | 5 | 10 | TOU_DR | Aiko Solar | 0 | 2 | 1 | Aiko Solar Neostar 2P | 485 | 24.3 | 1.99 | 0.6467 | 6.9444 | 20 | 17 | 740 |  | 1907.3 | 20866.4 | 20 | 9.7 | 14800.6 | 18518.5 | 12962.95 | 6894.24 | 2 | 46941.57 | 349.2 | 2 | 10 | 39.8 | No | time_limit_feasible | 17 | 8.245 | 12580.6 | 4988.23 | 3491.76 | 3838.74 | 1 | 28464.47 | 593.64 | 1 | 17 | 33.83 | Yes | optimal | 0 | None | 20 | 9.2 | 44 | 15308 | 4211 | 37950 | 6 | No | 2 | 0.92 | 7 | 1531 | 749 | 16445 | 11 | Yes
13 | La_Jolla | 32.8328 | -117.2713 | 10000 | 50 | 5 | 10 | TOU_DR | REC Group | 0 | 2 | 1 | REC Group Alpha Pure | 405 | 21.9 | 1.85 | 0.6333 | 4.8445 | 20 | 20 | 618 |  | 1907.3 | 20866.4 | 20 | 8.1 | 12359.3 | 32695.3 | 22886.71 | 6230.19 | 4 | 31618.41 | 418 | 2 | 10 | 37 | No | time_limit_feasible | 20 | 8.1 | 12359.3 | 7395.3 | 5176.71 | 3806.96 | 2 | 26676.71 | 418 | 2 | 10 | 37 | No | optimal | 0 | None | 20 | 8.1 | 39 | 13478 | 3967 | 25394 | 5 | No | 8 | 3.24 | 16 | 5391 | 2690 | 22807 | 6 | Yes
14 | La_Jolla | 32.8328 | -117.2713 | 10000 | 50 | 5 | 10 | TOU_DR | Canadian Solar | 0 | 2 | 1 | Canadian Solar TOPHiKu7 | 720 | 23.2 | 3.11 | 0.6182 | 8.8235 | 14 | 14 | 1098.6 |  | 1907.3 | 20866.4 | 14 | 10.08 | 15380.5 | 1774.08 | 1241.86 | 4216.68 | 1 | 33490.27 | 285.6 | 2 | 7 | 43.54 | No | time_limit_feasible | 14 | 10.08 | 15380.5 | 1774.08 | 1241.86 | 4216.68 | 1 | 33490.27 | 285.6 | 2 | 7 | 43.54 | No | optimal | 0 | None | 20 | 8.4 | 68 | 13978 | 4035 | 28644 | 5 | No | 7 | 2.94 | 23 | 4892 | 2433 | 22675 | 6 | Yes
15 | La_Jolla | 32.8328 | -117.2713 | 10000 | 50 | 5 | 10 | TOU_DR | Aiko Solar | 0 | 2 | 1 | Aiko Solar Neostar 2P | 485 | 24.3 | 1.99 | 0.6467 | 6.9444 | 20 | 20 | 740 |  | 1907.3 | 20866.4 | 20 | 9.7 | 14800.6 | 18518.5 | 12962.95 | 6894.24 | 2 | 46941.57 | 349.2 | 2 | 10 | 39.8 | No | time_limit_feasible | 20 | 9.7 | 14800.6 | 5868.5 | 4107.95 | 4141.4 | 1 | 30137.47 | 349.2 | 2 | 10 | 39.8 | No | optimal | 0 | None | 20 | 9.2 | 44 | 15308 | 4211 | 37950 | 6 | No | 5 | 2.3 | 11 | 3827 | 1893 | 22138 | 7 | Yes
16 | La_Jolla | 32.8328 | -117.2713 | 15000 | 50 | 5 | 10 | TOU_DR | REC Group | 0 | 2 | 1 | REC Group Alpha Pure | 405 | 21.9 | 1.85 | 0.6333 | 4.8445 | 20 | 20 | 618 |  | 1907.3 | 20866.4 | 20 | 8.1 | 12359.3 | 32695.3 | 22886.71 | 6230.19 | 4 | 31618.41 | 418 | 2 | 10 | 37 | No | time_limit_feasible | 15 | 6.075 | 9269.5 | 14896.48 | 10427.53 | 4128.61 | 3 | 25154.82 | 209 | 3 | 5 | 27.75 | Yes | optimal | 5 | Enphase IQ Battery 5P ×1 | 20 | 8.1 | 61 | 13478 | 3967 | 25394 | 5 | No | 12 | 4.86 | 38 | 8087 | 4104 | 27886 | 5 | Yes
17 | La_Jolla | 32.8328 | -117.2713 | 15000 | 50 | 5 | 10 | TOU_DR | Canadian Solar | 0 | 2 | 1 | Canadian Solar TOPHiKu7 | 720 | 23.2 | 3.11 | 0.6182 | 8.8235 | 14 | 14 | 1098.6 |  | 1907.3 | 20866.4 | 14 | 10.08 | 15380.5 | 1774.08 | 1241.86 | 4216.68 | 1 | 33490.27 | 285.6 | 2 | 7 | 43.54 | No | time_limit_feasible | 14 | 10.08 | 15380.5 | 14424.08 | 10096.86 | 6983.3 | 2 | 50378.61 | 285.6 | 2 | 7 | 43.54 | No | optimal | 18 | Generac PWRcell M6 ×1 | 20 | 8.4 | 40 | 13978 | 4035 | 28644 | 5 | No | 11 | 4.62 | 22 | 7688 | 3896 | 28404 | 5 | Yes
18 | La_Jolla | 32.8328 | -117.2713 | 15000 | 50 | 5 | 10 | TOU_DR | Aiko Solar | 0 | 2 | 1 | Aiko Solar Neostar 2P | 485 | 24.3 | 1.99 | 0.6467 | 6.9444 | 20 | 20 | 740 |  | 1907.3 | 20866.4 | 20 | 9.7 | 14800.6 | 18518.5 | 12962.95 | 6894.24 | 2 | 46941.57 | 349.2 | 2 | 10 | 39.8 | No | time_limit_feasible | 19 | 9.215 | 14060.6 | 14925.08 | 10447.55 | 4867.48 | 3 | 30721.78 | 663.48 | 1 | 19 | 37.81 | Yes | optimal | 5 | Enphase IQ Battery 5P ×1 | 20 | 9.2 | 44 | 15308 | 4211 | 37950 | 6 | No | 8 | 3.68 | 18 | 6123 | 3073 | 27830 | 6 | Yes
19 | La_Jolla | 32.8328 | -117.2713 | 5000 | 75 | 5 | 15 | TOU_DR | REC Group | 0 | 2 | 1 | REC Group Alpha Pure | 405 | 21.9 | 1.85 | 0.6333 | 4.8445 | 32 | 13 | 618 |  | 1907.3 | 20866.4 | 32 | 12.96 | 19774.9 | 11832.48 | 8282.74 | 4761.24 | 2 | 30720.38 | 334.4 | 4 | 8 | 59.2 | No | time_limit_feasible | 13 | 5.265 | 8033.5 | 4806.95 | 3364.86 | 3076.84 | 2 | 22699.35 | 543.4 | 1 | 13 | 24.05 | No | optimal | 0 | None | 31 | 12.55 | 101 | 20893 | 4900 | 39360 | 6 | No | 4 | 1.62 | 13 | 2696 | 1328 | 17729 | 8 | Yes
20 | La_Jolla | 32.8328 | -117.2713 | 5000 | 75 | 5 | 15 | TOU_DR | Canadian Solar | 0 | 2 | 1 | Canadian Solar TOPHiKu7 | 720 | 23.2 | 3.11 | 0.6182 | 8.8235 | 22 | 22 | 1098.6 |  | 1907.3 | 20866.4 | 22 | 15.84 | 24169.3 | 2787.84 | 1951.49 | 5272.58 | 1 | 40506.95 | 448.8 | 2 | 11 | 68.42 | No | time_limit_feasible | 22 | 15.84 | 24169.3 | 2787.84 | 1951.49 | 5272.58 | 1 | 40506.95 | 448.8 | 2 | 11 | 68.42 | No | optimal | 0 | None | 30 | 12.6 | 100 | 20967 | 4909 | 42966 | 6 | No | 3 | 1.26 | 10 | 2097 | 1031 | 16947 | 9 | Yes
21 | La_Jolla | 32.8328 | -117.2713 | 5000 | 75 | 5 | 15 | TOU_DR | Aiko Solar | 0 | 2 | 1 | Aiko Solar Neostar 2P | 485 | 24.3 | 1.99 | 0.6467 | 6.9444 | 28 | 17 | 740 |  | 1907.3 | 20866.4 | 28 | 13.58 | 20720.9 | 58815.9 | 41171.13 | 9558.99 | 4 | 42258.87 | 488.88 | 2 | 14 | 55.72 | No | time_limit_feasible | 17 | 8.245 | 12580.6 | 4988.23 | 3491.76 | 3838.74 | 1 | 28464.47 | 593.64 | 1 | 17 | 33.83 | Yes | optimal | 0 | None | 28 | 12.88 | 69 | 21431 | 4964 | 53130 | 7 | No | 2 | 0.92 | 5 | 1531 | 749 | 16445 | 11 | Yes
22 | La_Jolla | 32.8328 | -117.2713 | 10000 | 75 | 5 | 15 | TOU_DR | REC Group | 0 | 2 | 1 | REC Group Alpha Pure | 405 | 21.9 | 1.85 | 0.6333 | 4.8445 | 32 | 27 | 618 |  | 1907.3 | 20866.4 | 32 | 12.96 | 19774.9 | 11832.48 | 8282.74 | 4761.24 | 2 | 30720.38 | 334.4 | 4 | 8 | 59.2 | No | time_limit_feasible | 27 | 10.935 | 16685.1 | 9983.66 | 6988.56 | 4382.37 | 2 | 29210.2 | 376.2 | 3 | 9 | 49.95 | Yes | optimal | 0 | None | 31 | 12.55 | 100 | 20893 | 4900 | 39360 | 6 | No | 8 | 3.24 | 26 | 5391 | 2690 | 22807 | 6 | Yes
23 | La_Jolla | 32.8328 | -117.2713 | 10000 | 75 | 5 | 15 | TOU_DR | Canadian Solar | 0 | 2 | 1 | Canadian Solar TOPHiKu7 | 720 | 23.2 | 3.11 | 0.6182 | 8.8235 | 22 | 22 | 1098.6 |  | 1907.3 | 20866.4 | 22 | 15.84 | 24169.3 | 2787.84 | 1951.49 | 5272.58 | 1 | 40506.95 | 448.8 | 2 | 11 | 68.42 | No | time_limit_feasible | 22 | 15.84 | 24169.3 | 2787.84 | 1951.49 | 5272.58 | 1 | 40506.95 | 448.8 | 2 | 11 | 68.42 | No | optimal | 0 | None | 30 | 12.6 | 152 | 20967 | 4909 | 42966 | 6 | No | 7 | 2.94 | 35 | 4892 | 2433 | 22675 | 6 | Yes
24 | La_Jolla | 32.8328 | -117.2713 | 10000 | 75 | 5 | 15 | TOU_DR | Aiko Solar | 0 | 2 | 1 | Aiko Solar Neostar 2P | 485 | 24.3 | 1.99 | 0.6467 | 6.9444 | 28 | 28 | 740 |  | 1907.3 | 20866.4 | 28 | 13.58 | 20720.9 | 58815.9 | 41171.13 | 9558.99 | 4 | 42258.87 | 488.88 | 2 | 14 | 55.72 | No | time_limit_feasible | 28 | 13.58 | 20720.9 | 8215.9 | 5751.13 | 4874.88 | 2 | 33915.77 | 488.88 | 2 | 14 | 55.72 | No | optimal | 0 | None | 28 | 12.88 | 115 | 21431 | 4964 | 53130 | 7 | No | 5 | 2.3 | 20 | 3827 | 1893 | 22138 | 7 | Yes
25 | La_Jolla | 32.8328 | -117.2713 | 15000 | 75 | 5 | 15 | TOU_DR | REC Group | 0 | 2 | 1 | REC Group Alpha Pure | 405 | 21.9 | 1.85 | 0.6333 | 4.8445 | 32 | 32 | 618 |  | 1907.3 | 20866.4 | 32 | 12.96 | 19774.9 | 62432.48 | 43702.74 | 9270.62 | 5 | 37594.69 | 334.4 | 4 | 8 | 59.2 | No | time_limit_feasible | 32 | 12.96 | 19774.9 | 11832.48 | 8282.74 | 4761.24 | 2 | 30720.38 | 334.4 | 4 | 8 | 59.2 | No | optimal | 0 | None | 31 | 12.55 | 66 | 20893 | 4900 | 39360 | 6 | No | 12 | 4.86 | 25 | 8087 | 4104 | 27886 | 5 | Yes
26 | La_Jolla | 32.8328 | -117.2713 | 15000 | 75 | 5 | 15 | TOU_DR | Canadian Solar | 0 | 2 | 1 | Canadian Solar TOPHiKu7 | 720 | 23.2 | 3.11 | 0.6182 | 8.8235 | 22 | 22 | 1098.6 |  | 1907.3 | 20866.4 | 22 | 15.84 | 24169.3 | 2787.84 | 1951.49 | 5272.58 | 1 | 40506.95 | 448.8 | 2 | 11 | 68.42 | No | time_limit_feasible | 18 | 12.96 | 19774.9 | 14930.96 | 10451.67 | 7521.06 | 2 | 53984.04 | 367.2 | 2 | 9 | 55.98 | Yes | optimal | 18 | Generac PWRcell M6 ×1 | 30 | 12.6 | 107 | 20967 | 4909 | 42966 | 6 | No | 11 | 4.62 | 39 | 7688 | 3896 | 28404 | 5 | Yes
27 | La_Jolla | 32.8328 | -117.2713 | 15000 | 75 | 5 | 15 | TOU_DR | Aiko Solar | 0 | 2 | 1 | Aiko Solar Neostar 2P | 485 | 24.3 | 1.99 | 0.6467 | 6.9444 | 28 | 28 | 740 |  | 1907.3 | 20866.4 | 28 | 13.58 | 20720.9 | 58815.9 | 41171.13 | 9558.99 | 4 | 42258.87 | 488.88 | 2 | 14 | 55.72 | No | time_limit_feasible | 28 | 13.58 | 20720.9 | 8215.9 | 5751.13 | 4874.88 | 2 | 33915.77 | 488.88 | 2 | 14 | 55.72 | No | optimal | 0 | None | 28 | 12.88 | 137 | 21431 | 4964 | 53130 | 7 | No | 8 | 3.68 | 39 | 6123 | 3073 | 27830 | 6 | Yes
28 | La_Jolla | 32.8328 | -117.2713 | 5000 | 50 | 10 | 5 | TOU_DR | REC Group | 0 | 2 | 1 | REC Group Alpha Pure | 405 | 21.9 | 1.85 | 0.6333 | 4.8445 | 20 | 13 | 618 |  | 1907.3 | 20866.4 | 20 | 8.1 | 12359.3 | 32695.3 | 22886.71 | 6230.19 | 4 | 31618.41 | 418 | 2 | 10 | 37 | No | time_limit_feasible | 13 | 5.265 | 8033.5 | 4806.95 | 3364.86 | 3076.84 | 2 | 22699.35 | 543.4 | 1 | 13 | 24.05 | No | optimal | 0 | None | 20 | 8.1 | 39 | 13478 | 3967 | 25394 | 5 | No | 4 | 1.62 | 8 | 2696 | 1328 | 17729 | 8 | Yes
29 | La_Jolla | 32.8328 | -117.2713 | 5000 | 50 | 10 | 5 | TOU_DR | Canadian Solar | 0 | 2 | 1 | Canadian Solar TOPHiKu7 | 720 | 23.2 | 3.11 | 0.6182 | 8.8235 | 14 | 14 | 1098.6 |  | 1907.3 | 20866.4 | 14 | 10.08 | 15380.5 | 1774.08 | 1241.86 | 4216.68 | 1 | 33490.27 | 285.6 | 2 | 7 | 43.54 | No | time_limit_feasible | 14 | 10.08 | 15380.5 | 1774.08 | 1241.86 | 4216.68 | 1 | 33490.27 | 285.6 | 2 | 7 | 43.54 | No | optimal | 0 | None | 20 | 8.4 | 40 | 13978 | 4035 | 28644 | 5 | No | 3 | 1.26 | 6 | 2097 | 1031 | 16947 | 9 | Yes
30 | La_Jolla | 32.8328 | -117.2713 | 5000 | 50 | 10 | 5 | TOU_DR | Aiko Solar | 0 | 2 | 1 | Aiko Solar Neostar 2P | 485 | 24.3 | 1.99 | 0.6467 | 6.9444 | 20 | 17 | 740 |  | 1907.3 | 20866.4 | 20 | 9.7 | 14800.6 | 18518.5 | 12962.95 | 6894.24 | 2 | 46941.57 | 349.2 | 2 | 10 | 39.8 | No | time_limit_feasible | 17 | 8.245 | 12580.6 | 4988.23 | 3491.76 | 3838.74 | 1 | 28464.47 | 593.64 | 1 | 17 | 33.83 | Yes | optimal | 0 | None | 20 | 9.2 | 68 | 15308 | 4211 | 37950 | 6 | No | 2 | 0.92 | 7 | 1531 | 749 | 16445 | 11 | Yes
31 | La_Jolla | 32.8328 | -117.2713 | 10000 | 50 | 10 | 5 | TOU_DR | REC Group | 0 | 2 | 1 | REC Group Alpha Pure | 405 | 21.9 | 1.85 | 0.6333 | 4.8445 | 20 | 20 | 618 |  | 1907.3 | 20866.4 | 20 | 8.1 | 12359.3 | 32695.3 | 22886.71 | 6230.19 | 4 | 31618.41 | 418 | 2 | 10 | 37 | No | time_limit_feasible | 20 | 8.1 | 12359.3 | 7395.3 | 5176.71 | 3806.96 | 2 | 26676.71 | 418 | 2 | 10 | 37 | No | optimal | 0 | None
32 | La_Jolla | 32.8328 | -117.2713 | 10000 | 50 | 10 | 5 | TOU_DR | Canadian Solar | 0 | 2 | 1 | Canadian Solar TOPHiKu7 | 720 | 23.2 | 3.11 | 0.6182 | 8.8235 | 14 | 14 | 1098.6 |  | 1907.3 | 20866.4 | 14 | 10.08 | 15380.5 | 1774.08 | 1241.86 | 4216.68 | 1 | 33490.27 | 285.6 | 2 | 7 | 43.54 | No | time_limit_feasible | 14 | 10.08 | 15380.5 | 1774.08 | 1241.86 | 4216.68 | 1 | 33490.27 | 285.6 | 2 | 7 | 43.54 | No | optimal | 0 | None | 20 | 8.4 | 70 | 13978 | 4035 | 28644 | 5 | No | 7 | 2.94 | 25 | 4892 | 2433 | 22675 | 6 | Yes
33 | La_Jolla | 32.8328 | -117.2713 | 10000 | 50 | 10 | 5 | TOU_DR | Aiko Solar | 0 | 2 | 1 | Aiko Solar Neostar 2P | 485 | 24.3 | 1.99 | 0.6467 | 6.9444 | 20 | 20 | 740 |  | 1907.3 | 20866.4 | 20 | 9.7 | 14800.6 | 18518.5 | 12962.95 | 6894.24 | 2 | 46941.57 | 349.2 | 2 | 10 | 39.8 | No | time_limit_feasible | 20 | 9.7 | 14800.6 | 5868.5 | 4107.95 | 4141.4 | 1 | 30137.47 | 349.2 | 2 | 10 | 39.8 | No | optimal | 0 | None | 20 | 9.2 | 44 | 15308 | 4211 | 37950 | 6 | No | 5 | 2.3 | 11 | 3827 | 1893 | 22138 | 7 | Yes
34 | La_Jolla | 32.8328 | -117.2713 | 15000 | 50 | 10 | 5 | TOU_DR | REC Group | 0 | 2 | 1 | REC Group Alpha Pure | 405 | 21.9 | 1.85 | 0.6333 | 4.8445 | 20 | 20 | 618 |  | 1907.3 | 20866.4 | 20 | 8.1 | 12359.3 | 32695.3 | 22886.71 | 6230.19 | 4 | 31618.41 | 418 | 2 | 10 | 37 | No | time_limit_feasible | 15 | 6.075 | 9269.5 | 14896.48 | 10427.53 | 4128.61 | 3 | 25154.82 | 209 | 3 | 5 | 27.75 | Yes | optimal | 5 | Enphase IQ Battery 5P ×1 | 20 | 8.1 | 68 | 13478 | 3967 | 25394 | 5 | No | 12 | 4.86 | 41 | 8087 | 4104 | 27886 | 5 | Yes
35 | La_Jolla | 32.8328 | -117.2713 | 15000 | 50 | 10 | 5 | TOU_DR | Canadian Solar | 0 | 2 | 1 | Canadian Solar TOPHiKu7 | 720 | 23.2 | 3.11 | 0.6182 | 8.8235 | 14 | 14 | 1098.6 |  | 1907.3 | 20866.4 | 14 | 10.08 | 15380.5 | 1774.08 | 1241.86 | 4216.68 | 1 | 33490.27 | 285.6 | 2 | 7 | 43.54 | No | time_limit_feasible | 14 | 10.08 | 15380.5 | 14424.08 | 10096.86 | 6983.3 | 2 | 50378.61 | 285.6 | 2 | 7 | 43.54 | No | optimal | 18 | Generac PWRcell M6 ×1 | 20 | 8.4 | 74 | 13978 | 4035 | 28644 | 5 | No | 11 | 4.62 | 41 | 7688 | 3896 | 28404 | 5 | Yes
36 | La_Jolla | 32.8328 | -117.2713 | 15000 | 50 | 10 | 5 | TOU_DR | Aiko Solar | 0 | 2 | 1 | Aiko Solar Neostar 2P | 485 | 24.3 | 1.99 | 0.6467 | 6.9444 | 20 | 20 | 740 |  | 1907.3 | 20866.4 | 20 | 9.7 | 14800.6 | 18518.5 | 12962.95 | 6894.24 | 2 | 46941.57 | 349.2 | 2 | 10 | 39.8 | No | time_limit_feasible | 19 | 9.215 | 14060.6 | 14925.08 | 10447.55 | 4867.48 | 3 | 30721.78 | 663.48 | 1 | 19 | 37.81 | Yes | optimal | 5 | Enphase IQ Battery 5P ×1 | 20 | 9.2 | 44 | 15308 | 4211 | 37950 | 6 | No | 8 | 3.68 | 18 | 6123 | 3073 | 27830 | 6 | Yes
37 | La_Jolla | 32.8328 | -117.2713 | 5000 | 100 | 10 | 10 | TOU_DR | REC Group | 0 | 2 | 1 | REC Group Alpha Pure | 405 | 21.9 | 1.85 | 0.6333 | 4.8445 | 45 | 13 | 618 |  | 1907.3 | 20866.4 | 45 | 18.225 | 27808.4 | 16639.43 | 11647.6 | 5668.21 | 3 | 33918.17 | 376.2 | 5 | 9 | 83.25 | No | time_limit_feasible | 13 | 5.265 | 8033.5 | 4806.95 | 3364.86 | 3076.84 | 2 | 22699.35 | 543.4 | 1 | 13 | 24.05 | No | optimal | 0 | None | 31 | 12.55 | 66 | 20893 | 4900 | 39360 | 6 | No | 4 | 1.62 | 8 | 2696 | 1328 | 17729 | 8 | Yes
38 | La_Jolla | 32.8328 | -117.2713 | 5000 | 100 | 10 | 10 | TOU_DR | Canadian Solar | 0 | 2 | 1 | Canadian Solar TOPHiKu7 | 720 | 23.2 | 3.11 | 0.6182 | 8.8235 | 28 | 28 | 1098.6 |  | 1907.3 | 20866.4 | 28 | 20.16 | 30760.9 | 3548.16 | 2483.71 | 5978.58 | 1 | 44972.39 | 285.6 | 4 | 7 | 87.08 | No | time_limit_feasible | 28 | 20.16 | 30760.9 | 3548.16 | 2483.71 | 5978.58 | 1 | 44972.39 | 285.6 | 4 | 7 | 87.08 | No | optimal | 0 | None | 30 | 12.6 | 66 | 20967 | 4909 | 42966 | 6 | No | 3 | 1.26 | 6 | 2097 | 1031 | 16947 | 9 | Yes
39 | La_Jolla | 32.8328 | -117.2713 | 5000 | 100 | 10 | 10 | TOU_DR | Aiko Solar | 0 | 2 | 1 | Aiko Solar Neostar 2P | 485 | 24.3 | 1.99 | 0.6467 | 6.9444 | 45 | 17 | 740 |  | 1907.3 | 20866.4 | 45 | 21.825 | 33301.5 | 13204.13 | 9242.89 | 6239.52 | 2 | 40141.7 | 314.28 | 5 | 9 | 89.55 | No | time_limit_feasible | 17 | 8.245 | 12580.6 | 4988.23 | 3491.76 | 3838.74 | 1 | 28464.47 | 593.64 | 1 | 17 | 33.83 | Yes | optimal | 0 | None | 28 | 12.88 | 69 | 21431 | 4964 | 53130 | 7 | No | 2 | 0.92 | 5 | 1531 | 749 | 16445 | 11 | Yes
40 | La_Jolla | 32.8328 | -117.2713 | 10000 | 100 | 10 | 10 | TOU_DR | REC Group | 0 | 2 | 1 | REC Group Alpha Pure | 405 | 21.9 | 1.85 | 0.6333 | 4.8445 | 45 | 27 | 618 |  | 1907.3 | 20866.4 | 45 | 18.225 | 27808.4 | 16639.43 | 11647.6 | 5668.21 | 3 | 33918.17 | 376.2 | 5 | 9 | 83.25 | No | time_limit_feasible | 27 | 10.935 | 16685.1 | 9983.66 | 6988.56 | 4382.37 | 2 | 29210.2 | 376.2 | 3 | 9 | 49.95 | Yes | optimal | 0 | None | 31 | 12.55 | 66 | 20893 | 4900 | 39360 | 6 | No | 8 | 3.24 | 17 | 5391 | 2690 | 22807 | 6 | Yes
41 | La_Jolla | 32.8328 | -117.2713 | 10000 | 100 | 10 | 10 | TOU_DR | Canadian Solar | 0 | 2 | 1 | Canadian Solar TOPHiKu7 | 720 | 23.2 | 3.11 | 0.6182 | 8.8235 | 28 | 28 | 1098.6 |  | 1907.3 | 20866.4 | 28 | 20.16 | 30760.9 | 3548.16 | 2483.71 | 5978.58 | 1 | 44972.39 | 285.6 | 4 | 7 | 87.08 | No | time_limit_feasible | 28 | 20.16 | 30760.9 | 3548.16 | 2483.71 | 5978.58 | 1 | 44972.39 | 285.6 | 4 | 7 | 87.08 | No | optimal | 0 | None | 30 | 12.6 | 132 | 20967 | 4909 | 42966 | 6 | No | 7 | 2.94 | 31 | 4892 | 2433 | 22675 | 6 | Yes
42 | La_Jolla | 32.8328 | -117.2713 | 10000 | 100 | 10 | 10 | TOU_DR | Aiko Solar | 0 | 2 | 1 | Aiko Solar Neostar 2P | 485 | 24.3 | 1.99 | 0.6467 | 6.9444 | 45 | 34 | 740 |  | 1907.3 | 20866.4 | 45 | 21.825 | 33301.5 | 13204.13 | 9242.89 | 6239.52 | 2 | 40141.7 | 314.28 | 5 | 9 | 89.55 | No | time_limit_feasible | 34 | 16.49 | 25161.1 | 9976.45 | 6983.52 | 5382.26 | 2 | 36352.49 | 593.64 | 2 | 17 | 67.66 | Yes | optimal | 0 | None | 28 | 12.88 | 69 | 21431 | 4964 | 53130 | 7 | No | 5 | 2.3 | 12 | 3827 | 1893 | 22138 | 7 | Yes
43 | La_Jolla | 32.8328 | -117.2713 | 15000 | 100 | 10 | 10 | TOU_DR | REC Group | 0 | 2 | 1 | REC Group Alpha Pure | 405 | 21.9 | 1.85 | 0.6333 | 4.8445 | 45 | 40 | 618 |  | 1907.3 | 20866.4 | 45 | 18.225 | 27808.4 | 16639.43 | 11647.6 | 5668.21 | 3 | 33918.17 | 376.2 | 5 | 9 | 83.25 | No | time_limit_feasible | 40 | 16.2 | 24718.6 | 14790.6 | 10353.42 | 5333.59 | 2 | 32820.99 | 418 | 4 | 10 | 74 | Yes | optimal | 0 | None | 31 | 12.55 | 66 | 20893 | 4900 | 39360 | 6 | No | 12 | 4.86 | 25 | 8087 | 4104 | 27886 | 5 | Yes
44 | La_Jolla | 32.8328 | -117.2713 | 15000 | 100 | 10 | 10 | TOU_DR | Canadian Solar | 0 | 2 | 1 | Canadian Solar TOPHiKu7 | 720 | 23.2 | 3.11 | 0.6182 | 8.8235 | 28 | 28 | 1098.6 |  | 1907.3 | 20866.4 | 28 | 20.16 | 30760.9 | 3548.16 | 2483.71 | 5978.58 | 1 | 44972.39 | 285.6 | 4 | 7 | 87.08 | No | time_limit_feasible | 18 | 12.96 | 19774.9 | 14930.96 | 10451.67 | 7521.06 | 2 | 53984.04 | 367.2 | 2 | 9 | 55.98 | Yes | optimal | 18 | Generac PWRcell M6 ×1
45 | La_Jolla | 32.8328 | -117.2713 | 15000 | 100 | 10 | 10 | TOU_DR | Aiko Solar | 0 | 2 | 1 | Aiko Solar Neostar 2P | 485 | 24.3 | 1.99 | 0.6467 | 6.9444 | 45 | 45 | 740 |  | 1907.3 | 20866.4 | 45 | 21.825 | 33301.5 | 13204.13 | 9242.89 | 6239.52 | 2 | 40141.7 | 314.28 | 5 | 9 | 89.55 | No | time_limit_feasible | 45 | 21.825 | 33301.5 | 13204.13 | 9242.89 | 6239.52 | 2 | 40141.7 | 314.28 | 5 | 9 | 89.55 | No | optimal | 0 | None | 28 | 12.88 | 69 | 21431 | 4964 | 53130 | 7 | No | 8 | 3.68 | 20 | 6123 | 3073 | 27830 | 6 | Yes
46 | La_Jolla | 32.8328 | -117.2713 | 5000 | 150 | 10 | 15 | TOU_DR | REC Group | 0 | 2 | 1 | REC Group Alpha Pure | 405 | 21.9 | 1.85 | 0.6333 | 4.8445 | 72 | 13 | 618 |  | 1907.3 | 20866.4 | 72 | 29.16 | 44493.5 | 26623.08 | 18636.16 | 7364.75 | 3 | 38813.14 | 376.2 | 8 | 9 | 133.2 | No | time_limit_feasible | 13 | 5.265 | 8033.5 | 4806.95 | 3364.86 | 3076.84 | 2 | 22699.35 | 543.4 | 1 | 13 | 24.05 | No | optimal | 0 | None | 31 | 12.55 | 66 | 20893 | 4900 | 39360 | 6 | No | 4 | 1.62 | 8 | 2696 | 1328 | 17729 | 8 | Yes
47 | La_Jolla | 32.8328 | -117.2713 | 5000 | 150 | 10 | 15 | TOU_DR | Canadian Solar | 0 | 2 | 1 | Canadian Solar TOPHiKu7 | 720 | 23.2 | 3.11 | 0.6182 | 8.8235 | 44 | 39 | 1098.6 |  | 1907.3 | 20866.4 | 44 | 31.68 | 48338.6 | 5575.68 | 3902.98 | 7746.6 | 1 | 55817.72 | 448.8 | 4 | 11 | 136.84 | No | time_limit_feasible | 39 | 28.08 | 42845.6 | 4942.08 | 3459.46 | 7200.61 | 1 | 52488.84 | 530.4 | 3 | 13 | 121.29 | Yes | optimal | 0 | None | 30 | 12.6 | 66 | 20967 | 4909 | 42966 | 6 | No | 3 | 1.26 | 7 | 2097 | 1031 | 16947 | 9 | Yes
48 | La_Jolla | 32.8328 | -117.2713 | 5000 | 150 | 10 | 15 | TOU_DR | Aiko Solar | 0 | 2 | 1 | Aiko Solar Neostar 2P | 485 | 24.3 | 1.99 | 0.6467 | 6.9444 | 70 | 17 | 740 |  | 1907.3 | 20866.4 | 70 | 33.95 | 51802.3 | 20539.75 | 14377.82 | 8089.45 | 2 | 47840.32 | 349.2 | 7 | 10 | 139.3 | No | time_limit_feasible | 17 | 8.245 | 12580.6 | 4988.23 | 3491.76 | 3838.74 | 1 | 28464.47 | 593.64 | 1 | 17 | 33.83 | Yes | optimal | 0 | None | 28 | 12.88 | 69 | 21431 | 4964 | 53130 | 7 | No | 2 | 0.92 | 5 | 1531 | 749 | 16445 | 11 | Yes
49 | La_Jolla | 32.8328 | -117.2713 | 10000 | 150 | 10 | 15 | TOU_DR | REC Group | 0 | 2 | 1 | REC Group Alpha Pure | 405 | 21.9 | 1.85 | 0.6333 | 4.8445 | 72 | 27 | 618 |  | 1907.3 | 20866.4 | 72 | 29.16 | 44493.5 | 26623.08 | 18636.16 | 7364.75 | 3 | 38813.14 | 376.2 | 8 | 9 | 133.2 | No | time_limit_feasible | 27 | 10.935 | 16685.1 | 9983.66 | 6988.56 | 4382.37 | 2 | 29210.2 | 376.2 | 3 | 9 | 49.95 | Yes | optimal | 0 | None | 31 | 12.55 | 66 | 20893 | 4900 | 39360 | 6 | No | 8 | 3.24 | 17 | 5391 | 2690 | 22807 | 6 | Yes
50 | La_Jolla | 32.8328 | -117.2713 | 10000 | 150 | 10 | 15 | TOU_DR | Canadian Solar | 0 | 2 | 1 | Canadian Solar TOPHiKu7 | 720 | 23.2 | 3.11 | 0.6182 | 8.8235 | 44 | 44 | 1098.6 |  | 1907.3 | 20866.4 | 44 | 31.68 | 48338.6 | 5575.68 | 3902.98 | 7746.6 | 1 | 55817.72 | 448.8 | 4 | 11 | 136.84 | No | time_limit_feasible | 44 | 31.68 | 48338.6 | 5575.68 | 3902.98 | 7746.6 | 1 | 55817.72 | 448.8 | 4 | 11 | 136.84 | No | optimal | 0 | None | 30 | 12.6 | 132 | 20967 | 4909 | 42966 | 6 | No | 7 | 2.94 | 31 | 4892 | 2433 | 22675 | 6 | Yes
51 | La_Jolla | 32.8328 | -117.2713 | 10000 | 150 | 10 | 15 | TOU_DR | Aiko Solar | 0 | 2 | 1 | Aiko Solar Neostar 2P | 485 | 24.3 | 1.99 | 0.6467 | 6.9444 | 70 | 34 | 740 |  | 1907.3 | 20866.4 | 70 | 33.95 | 51802.3 | 33189.75 | 23232.82 | 10817.52 | 3 | 64435.77 | 349.2 | 7 | 10 | 139.3 | No | time_limit_feasible | 34 | 16.49 | 25161.1 | 9976.45 | 6983.52 | 5382.26 | 2 | 36352.49 | 593.64 | 2 | 17 | 67.66 | Yes | optimal | 0 | None | 28 | 12.88 | 108 | 21431 | 4964 | 53130 | 7 | No | 5 | 2.3 | 19 | 3827 | 1893 | 22138 | 7 | Yes
52 | La_Jolla | 32.8328 | -117.2713 | 15000 | 150 | 10 | 15 | TOU_DR | REC Group | 0 | 2 | 1 | REC Group Alpha Pure | 405 | 21.9 | 1.85 | 0.6333 | 4.8445 | 72 | 40 | 618 |  | 1907.3 | 20866.4 | 72 | 29.16 | 44493.5 | 26623.08 | 18636.16 | 7364.75 | 3 | 38813.14 | 376.2 | 8 | 9 | 133.2 | No | time_limit_feasible | 40 | 16.2 | 24718.6 | 14790.6 | 10353.42 | 5333.59 | 2 | 32820.99 | 418 | 4 | 10 | 74 | Yes | optimal | 0 | None | 31 | 12.55 | 101 | 20893 | 4900 | 39360 | 6 | No | 12 | 4.86 | 39 | 8087 | 4104 | 27886 | 5 | Yes
53 | La_Jolla | 32.8328 | -117.2713 | 15000 | 150 | 10 | 15 | TOU_DR | Canadian Solar | 0 | 2 | 1 | Canadian Solar TOPHiKu7 | 720 | 23.2 | 3.11 | 0.6182 | 8.8235 | 44 | 44 | 1098.6 |  | 1907.3 | 20866.4 | 44 | 31.68 | 48338.6 | 5575.68 | 3902.98 | 7746.6 | 1 | 55817.72 | 448.8 | 4 | 11 | 136.84 | No | time_limit_feasible | 44 | 31.68 | 48338.6 | 14925.68 | 10447.98 | 8562.42 | 2 | 56848.29 | 448.8 | 4 | 11 | 136.84 | Yes | optimal | 5 | Enphase IQ Battery 5P ×1 | 30 | 12.6 | 105 | 20967 | 4909 | 42966 | 6 | No | 11 | 4.62 | 39 | 7688 | 3896 | 28404 | 5 | Yes
54 | La_Jolla | 32.8328 | -117.2713 | 15000 | 150 | 10 | 15 | TOU_DR | Aiko Solar | 0 | 2 | 1 | Aiko Solar Neostar 2P | 485 | 24.3 | 1.99 | 0.6467 | 6.9444 | 70 | 51 | 740 |  | 1907.3 | 20866.4 | 70 | 33.95 | 51802.3 | 33189.75 | 23232.82 | 10817.52 | 3 | 64435.77 | 349.2 | 7 | 10 | 139.3 | No | time_limit_feasible | 51 | 24.735 | 37741.7 | 14964.68 | 10475.27 | 6689.55 | 2 | 42045.44 | 593.64 | 3 | 17 | 101.49 | Yes | optimal | 0 | None | 28 | 12.88 | 137 | 21431 | 4964 | 53130 | 7 | No | 8 | 3.68 | 39 | 6123 | 3073 | 27830 | 6 | Yes
55 | La_Jolla | 32.8328 | -117.2713 | 5000 | 75 | 15 | 5 | TOU_DR | REC Group | 0 | 2 | 1 | REC Group Alpha Pure | 405 | 21.9 | 1.85 | 0.6333 | 4.8445 | 32 | 13 | 618 |  | 1907.3 | 20866.4 | 32 | 12.96 | 19774.9 | 62432.48 | 43702.74 | 9270.62 | 5 | 37594.69 | 334.4 | 4 | 8 | 59.2 | No | time_limit_feasible | 13 | 5.265 | 8033.5 | 4806.95 | 3364.86 | 3076.84 | 2 | 22699.35 | 543.4 | 1 | 13 | 24.05 | No | optimal | 0 | None | 31 | 12.55 | 66 | 20893 | 4900 | 39360 | 6 | No | 4 | 1.62 | 8 | 2696 | 1328 | 17729 | 8 | Yes
56 | La_Jolla | 32.8328 | -117.2713 | 5000 | 75 | 15 | 5 | TOU_DR | Canadian Solar | 0 | 2 | 1 | Canadian Solar TOPHiKu7 | 720 | 23.2 | 3.11 | 0.6182 | 8.8235 | 22 | 22 | 1098.6 |  | 1907.3 | 20866.4 | 22 | 15.84 | 24169.3 | 53387.84 | 37371.49 | 10447.9 | 4 | 53334.37 | 448.8 | 2 | 11 | 68.42 | No | time_limit_feasible | 22 | 15.84 | 24169.3 | 2787.84 | 1951.49 | 5272.58 | 1 | 40506.95 | 448.8 | 2 | 11 | 68.42 | No | optimal | 0 | None | 30 | 12.6 | 66 | 20967 | 4909 | 42966 | 6 | No | 3 | 1.26 | 6 | 2097 | 1031 | 16947 | 9 | Yes
57 | La_Jolla | 32.8328 | -117.2713 | 5000 | 75 | 15 | 5 | TOU_DR | Aiko Solar | 0 | 2 | 1 | Aiko Solar Neostar 2P | 485 | 24.3 | 1.99 | 0.6467 | 6.9444 | 28 | 17 | 740 |  | 1907.3 | 20866.4 | 28 | 13.58 | 20720.9 | 58815.9 | 41171.13 | 9558.99 | 4 | 42258.87 | 488.88 | 2 | 14 | 55.72 | No | time_limit_feasible | 17 | 8.245 | 12580.6 | 4988.23 | 3491.76 | 3838.74 | 1 | 28464.47 | 593.64 | 1 | 17 | 33.83 | Yes | optimal | 0 | None | 28 | 12.88 | 69 | 21431 | 4964 | 53130 | 7 | No | 2 | 0.92 | 5 | 1531 | 749 | 16445 | 11 | Yes
58 | La_Jolla | 32.8328 | -117.2713 | 10000 | 75 | 15 | 5 | TOU_DR | REC Group | 0 | 2 | 1 | REC Group Alpha Pure | 405 | 21.9 | 1.85 | 0.6333 | 4.8445 | 32 | 27 | 618 |  | 1907.3 | 20866.4 | 32 | 12.96 | 19774.9 | 11832.48 | 8282.74 | 4761.24 | 2 | 30720.38 | 334.4 | 4 | 8 | 59.2 | No | time_limit_feasible | 27 | 10.935 | 16685.1 | 9983.66 | 6988.56 | 4382.37 | 2 | 29210.2 | 376.2 | 3 | 9 | 49.95 | Yes | optimal | 0 | None | 31 | 12.55 | 66 | 20893 | 4900 | 39360 | 6 | No | 8 | 3.24 | 16 | 5391 | 2690 | 22807 | 6 | Yes
59 | La_Jolla | 32.8328 | -117.2713 | 10000 | 75 | 15 | 5 | TOU_DR | Canadian Solar | 0 | 2 | 1 | Canadian Solar TOPHiKu7 | 720 | 23.2 | 3.11 | 0.6182 | 8.8235 | 22 | 22 | 1098.6 |  | 1907.3 | 20866.4 | 22 | 15.84 | 24169.3 | 53387.84 | 37371.49 | 10447.9 | 4 | 53334.37 | 448.8 | 2 | 11 | 68.42 | No | time_limit_feasible | 22 | 15.84 | 24169.3 | 2787.84 | 1951.49 | 5272.58 | 1 | 40506.95 | 448.8 | 2 | 11 | 68.42 | No | optimal | 0 | None | 30 | 12.6 | 137 | 20967 | 4909 | 42966 | 6 | No | 7 | 2.94 | 32 | 4892 | 2433 | 22675 | 6 | Yes
60 | La_Jolla | 32.8328 | -117.2713 | 10000 | 75 | 15 | 5 | TOU_DR | Aiko Solar | 0 | 2 | 1 | Aiko Solar Neostar 2P | 485 | 24.3 | 1.99 | 0.6467 | 6.9444 | 28 | 28 | 740 |  | 1907.3 | 20866.4 | 28 | 13.58 | 20720.9 | 58815.9 | 41171.13 | 9558.99 | 4 | 42258.87 | 488.88 | 2 | 14 | 55.72 | No | time_limit_feasible | 28 | 13.58 | 20720.9 | 8215.9 | 5751.13 | 4874.88 | 2 | 33915.77 | 488.88 | 2 | 14 | 55.72 | No | optimal | 0 | None | 28 | 12.88 | 109 | 21431 | 4964 | 53130 | 7 | No | 5 | 2.3 | 19 | 3827 | 1893 | 22138 | 7 | Yes
61 | La_Jolla | 32.8328 | -117.2713 | 15000 | 75 | 15 | 5 | TOU_DR | REC Group | 0 | 2 | 1 | REC Group Alpha Pure | 405 | 21.9 | 1.85 | 0.6333 | 4.8445 | 32 | 32 | 618 |  | 1907.3 | 20866.4 | 32 | 12.96 | 19774.9 | 62432.48 | 43702.74 | 9270.62 | 5 | 37594.69 | 334.4 | 4 | 8 | 59.2 | No | time_limit_feasible | 32 | 12.96 | 19774.9 | 11832.48 | 8282.74 | 4761.24 | 2 | 30720.38 | 334.4 | 4 | 8 | 59.2 | No | optimal | 0 | None | 31 | 12.55 | 66 | 20893 | 4900 | 39360 | 6 | No | 12 | 4.86 | 25 | 8087 | 4104 | 27886 | 5 | Yes
62 | La_Jolla | 32.8328 | -117.2713 | 15000 | 75 | 15 | 5 | TOU_DR | Canadian Solar | 0 | 2 | 1 | Canadian Solar TOPHiKu7 | 720 | 23.2 | 3.11 | 0.6182 | 8.8235 | 22 | 22 | 1098.6 |  | 1907.3 | 20866.4 | 22 | 15.84 | 24169.3 | 53387.84 | 37371.49 | 10447.9 | 4 | 53334.37 | 448.8 | 2 | 11 | 68.42 | No | time_limit_feasible | 18 | 12.96 | 19774.9 | 14930.96 | 10451.67 | 7521.06 | 2 | 53984.04 | 367.2 | 2 | 9 | 55.98 | Yes | optimal | 18 | Generac PWRcell M6 ×1 | 30 | 12.6 | 105 | 20967 | 4909 | 42966 | 6 | No | 11 | 4.62 | 38 | 7688 | 3896 | 28404 | 5 | Yes
63 | La_Jolla | 32.8328 | -117.2713 | 15000 | 75 | 15 | 5 | TOU_DR | Aiko Solar | 0 | 2 | 1 | Aiko Solar Neostar 2P | 485 | 24.3 | 1.99 | 0.6467 | 6.9444 | 28 | 28 | 740 |  | 1907.3 | 20866.4 | 28 | 13.58 | 20720.9 | 58815.9 | 41171.13 | 9558.99 | 4 | 42258.87 | 488.88 | 2 | 14 | 55.72 | No | time_limit_feasible | 28 | 13.58 | 20720.9 | 8215.9 | 5751.13 | 4874.88 | 2 | 33915.77 | 488.88 | 2 | 14 | 55.72 | No | optimal | 0 | None | 28 | 12.88 | 137 | 21431 | 4964 | 53130 | 7 | No | 8 | 3.68 | 39 | 6123 | 3073 | 27830 | 6 | Yes
64 | La_Jolla | 32.8328 | -117.2713 | 5000 | 150 | 15 | 10 | TOU_DR | REC Group | 0 | 2 | 1 | REC Group Alpha Pure | 405 | 21.9 | 1.85 | 0.6333 | 4.8445 | 72 | 13 | 618 |  | 1907.3 | 20866.4 | 72 | 29.16 | 44493.5 | 26623.08 | 18636.16 | 7364.75 | 3 | 38813.14 | 376.2 | 8 | 9 | 133.2 | No | time_limit_feasible | 13 | 5.265 | 8033.5 | 4806.95 | 3364.86 | 3076.84 | 2 | 22699.35 | 543.4 | 1 | 13 | 24.05 | No | optimal | 0 | None | 31 | 12.55 | 66 | 20893 | 4900 | 39360 | 6 | No | 4 | 1.62 | 8 | 2696 | 1328 | 17729 | 8 | Yes
65 | La_Jolla | 32.8328 | -117.2713 | 5000 | 150 | 15 | 10 | TOU_DR | Canadian Solar | 0 | 2 | 1 | Canadian Solar TOPHiKu7 | 720 | 23.2 | 3.11 | 0.6182 | 8.8235 | 44 | 39 | 1098.6 |  | 1907.3 | 20866.4 | 44 | 31.68 | 48338.6 | 5575.68 | 3902.98 | 7746.6 | 1 | 55817.72 | 448.8 | 4 | 11 | 136.84 | No | time_limit_feasible | 39 | 28.08 | 42845.6 | 4942.08 | 3459.46 | 7200.61 | 1 | 52488.84 | 530.4 | 3 | 13 | 121.29 | Yes | optimal | 0 | None | 30 | 12.6 | 66 | 20967 | 4909 | 42966 | 6 | No | 3 | 1.26 | 7 | 2097 | 1031 | 16947 | 9 | Yes
66 | La_Jolla | 32.8328 | -117.2713 | 5000 | 150 | 15 | 10 | TOU_DR | Aiko Solar | 0 | 2 | 1 | Aiko Solar Neostar 2P | 485 | 24.3 | 1.99 | 0.6467 | 6.9444 | 70 | 17 | 740 |  | 1907.3 | 20866.4 | 70 | 33.95 | 51802.3 | 33189.75 | 23232.82 | 10817.52 | 3 | 64435.77 | 349.2 | 7 | 10 | 139.3 | No | time_limit_feasible | 17 | 8.245 | 12580.6 | 4988.23 | 3491.76 | 3838.74 | 1 | 28464.47 | 593.64 | 1 | 17 | 33.83 | Yes | optimal | 0 | None | 28 | 12.88 | 69 | 21431 | 4964 | 53130 | 7 | No | 2 | 0.92 | 5 | 1531 | 749 | 16445 | 11 | Yes
67 | La_Jolla | 32.8328 | -117.2713 | 10000 | 150 | 15 | 10 | TOU_DR | REC Group | 0 | 2 | 1 | REC Group Alpha Pure | 405 | 21.9 | 1.85 | 0.6333 | 4.8445 | 72 | 27 | 618 |  | 1907.3 | 20866.4 | 72 | 29.16 | 44493.5 | 26623.08 | 18636.16 | 7364.75 | 3 | 38813.14 | 376.2 | 8 | 9 | 133.2 | No | time_limit_feasible | 27 | 10.935 | 16685.1 | 9983.66 | 6988.56 | 4382.37 | 2 | 29210.2 | 376.2 | 3 | 9 | 49.95 | Yes | optimal | 0 | None | 31 | 12.55 | 66 | 20893 | 4900 | 39360 | 6 | No | 8 | 3.24 | 16 | 5391 | 2690 | 22807 | 6 | Yes
68 | La_Jolla | 32.8328 | -117.2713 | 10000 | 150 | 15 | 10 | TOU_DR | Canadian Solar | 0 | 2 | 1 | Canadian Solar TOPHiKu7 | 720 | 23.2 | 3.11 | 0.6182 | 8.8235 | 44 | 44 | 1098.6 |  | 1907.3 | 20866.4 | 44 | 31.68 | 48338.6 | 5575.68 | 3902.98 | 7746.6 | 1 | 55817.72 | 448.8 | 4 | 11 | 136.84 | No | time_limit_feasible | 44 | 31.68 | 48338.6 | 5575.68 | 3902.98 | 7746.6 | 1 | 55817.72 | 448.8 | 4 | 11 | 136.84 | No | optimal | 0 | None | 30 | 12.6 | 123 | 20967 | 4909 | 42966 | 6 | No | 7 | 2.94 | 29 | 4892 | 2433 | 22675 | 6 | Yes
69 | La_Jolla | 32.8328 | -117.2713 | 10000 | 150 | 15 | 10 | TOU_DR | Aiko Solar | 0 | 2 | 1 | Aiko Solar Neostar 2P | 485 | 24.3 | 1.99 | 0.6467 | 6.9444 | 70 | 34 | 740 |  | 1907.3 | 20866.4 | 70 | 33.95 | 51802.3 | 33189.75 | 23232.82 | 10817.52 | 3 | 64435.77 | 349.2 | 7 | 10 | 139.3 | No | time_limit_feasible | 34 | 16.49 | 25161.1 | 9976.45 | 6983.52 | 5382.26 | 2 | 36352.49 | 593.64 | 2 | 17 | 67.66 | Yes | optimal | 0 | None | 28 | 12.88 | 69 | 21431 | 4964 | 53130 | 7 | No | 5 | 2.3 | 12 | 3827 | 1893 | 22138 | 7 | Yes
70 | La_Jolla | 32.8328 | -117.2713 | 15000 | 150 | 15 | 10 | TOU_DR | REC Group | 0 | 2 | 1 | REC Group Alpha Pure | 405 | 21.9 | 1.85 | 0.6333 | 4.8445 | 72 | 40 | 618 |  | 1907.3 | 20866.4 | 72 | 29.16 | 44493.5 | 26623.08 | 18636.16 | 7364.75 | 3 | 38813.14 | 376.2 | 8 | 9 | 133.2 | No | time_limit_feasible | 40 | 16.2 | 24718.6 | 14790.6 | 10353.42 | 5333.59 | 2 | 32820.99 | 418 | 4 | 10 | 74 | Yes | optimal | 0 | None | 31 | 12.55 | 66 | 20893 | 4900 | 39360 | 6 | No | 12 | 4.86 | 25 | 8087 | 4104 | 27886 | 5 | Yes
71 | La_Jolla | 32.8328 | -117.2713 | 15000 | 150 | 15 | 10 | TOU_DR | Canadian Solar | 0 | 2 | 1 | Canadian Solar TOPHiKu7 | 720 | 23.2 | 3.11 | 0.6182 | 8.8235 | 44 | 44 | 1098.6 |  | 1907.3 | 20866.4 | 44 | 31.68 | 48338.6 | 5575.68 | 3902.98 | 7746.6 | 1 | 55817.72 | 448.8 | 4 | 11 | 136.84 | No | time_limit_feasible | 44 | 31.68 | 48338.6 | 14925.68 | 10447.98 | 8562.42 | 2 | 56848.29 | 448.8 | 4 | 11 | 136.84 | Yes | optimal | 5 | Enphase IQ Battery 5P ×1 | 30 | 12.6 | 66 | 20967 | 4909 | 42966 | 6 | No | 11 | 4.62 | 24 | 7688 | 3896 | 28404 | 5 | Yes
72 | La_Jolla | 32.8328 | -117.2713 | 15000 | 150 | 15 | 10 | TOU_DR | Aiko Solar | 0 | 2 | 1 | Aiko Solar Neostar 2P | 485 | 24.3 | 1.99 | 0.6467 | 6.9444 | 70 | 51 | 740 |  | 1907.3 | 20866.4 | 70 | 33.95 | 51802.3 | 33189.75 | 23232.82 | 10817.52 | 3 | 64435.77 | 349.2 | 7 | 10 | 139.3 | No | time_limit_feasible | 51 | 24.735 | 37741.7 | 14964.68 | 10475.27 | 6689.55 | 2 | 42045.44 | 593.64 | 3 | 17 | 101.49 | Yes | optimal | 0 | None | 28 | 12.88 | 137 | 21431 | 4964 | 53130 | 7 | No | 8 | 3.68 | 39 | 6123 | 3073 | 27830 | 6 | Yes
73 | La_Jolla | 32.8328 | -117.2713 | 5000 | 225 | 15 | 15 | TOU_DR | REC Group | 0 | 2 | 1 | REC Group Alpha Pure | 405 | 21.9 | 1.85 | 0.6333 | 4.8445 | 112 | 13 | 618 |  | 1907.3 | 20866.4 | 112 | 45.36 | 69212.1 | 41413.68 | 28989.58 | 9800.66 | 3 | 45344.02 | 334.4 | 14 | 8 | 207.2 | No | time_limit_feasible | 13 | 5.265 | 8033.5 | 4806.95 | 3364.86 | 3076.84 | 2 | 22699.35 | 543.4 | 1 | 13 | 24.05 | No | optimal | 0 | None | 31 | 12.55 | 66 | 20893 | 4900 | 39360 | 6 | No | 4 | 1.62 | 8 | 2696 | 1328 | 17729 | 8 | Yes
74 | La_Jolla | 32.8328 | -117.2713 | 5000 | 225 | 15 | 15 | TOU_DR | Canadian Solar | 0 | 2 | 1 | Canadian Solar TOPHiKu7 | 720 | 23.2 | 3.11 | 0.6182 | 8.8235 | 66 | 39 | 1098.6 |  | 1907.3 | 20866.4 | 66 | 47.52 | 72507.9 | 8363.52 | 5854.46 | 10123.03 | 1 | 70224.83 | 448.8 | 6 | 11 | 205.26 | No | time_limit_feasible | 39 | 28.08 | 42845.6 | 4942.08 | 3459.46 | 7200.61 | 1 | 52488.84 | 530.4 | 3 | 13 | 121.29 | Yes | optimal | 0 | None | 30 | 12.6 | 100 | 20967 | 4909 | 42966 | 6 | No | 3 | 1.26 | 10 | 2097 | 1031 | 16947 | 9 | Yes
75 | La_Jolla | 32.8328 | -117.2713 | 5000 | 225 | 15 | 15 | TOU_DR | Aiko Solar | 0 | 2 | 1 | Aiko Solar Neostar 2P | 485 | 24.3 | 1.99 | 0.6467 | 6.9444 | 98 | 17 | 740 |  | 1907.3 | 20866.4 | 98 | 47.53 | 72523.2 | 28755.65 | 20128.96 | 10124.52 | 2 | 56121.2 | 488.88 | 7 | 14 | 195.02 | No | time_limit_feasible | 17 | 8.245 | 12580.6 | 4988.23 | 3491.76 | 3838.74 | 1 | 28464.47 | 593.64 | 1 | 17 | 33.83 | Yes | optimal | 0 | None | 28 | 12.88 | 69 | 21431 | 4964 | 53130 | 7 | No | 2 | 0.92 | 5 | 1531 | 749 | 16445 | 11 | Yes
76 | La_Jolla | 32.8328 | -117.2713 | 10000 | 225 | 15 | 15 | TOU_DR | REC Group | 0 | 2 | 1 | REC Group Alpha Pure | 405 | 21.9 | 1.85 | 0.6333 | 4.8445 | 112 | 27 | 618 |  | 1907.3 | 20866.4 | 112 | 45.36 | 69212.1 | 41413.68 | 28989.58 | 9800.66 | 3 | 45344.02 | 334.4 | 14 | 8 | 207.2 | No | time_limit_feasible | 27 | 10.935 | 16685.1 | 9983.66 | 6988.56 | 4382.37 | 2 | 29210.2 | 376.2 | 3 | 9 | 49.95 | Yes | optimal | 0 | None | 31 | 12.55 | 66 | 20893 | 4900 | 39360 | 6 | No | 8 | 3.24 | 17 | 5391 | 2690 | 22807 | 6 | Yes
77 | La_Jolla | 32.8328 | -117.2713 | 10000 | 225 | 15 | 15 | TOU_DR | Canadian Solar | 0 | 2 | 1 | Canadian Solar TOPHiKu7 | 720 | 23.2 | 3.11 | 0.6182 | 8.8235 | 66 | 66 | 1098.6 |  | 1907.3 | 20866.4 | 66 | 47.52 | 72507.9 | 8363.52 | 5854.46 | 10123.03 | 1 | 70224.83 | 448.8 | 6 | 11 | 205.26 | No | time_limit_feasible | 66 | 47.52 | 72507.9 | 8363.52 | 5854.46 | 10123.03 | 1 | 70224.83 | 448.8 | 6 | 11 | 205.26 | No | optimal | 0 | None | 30 | 12.6 | 99 | 20967 | 4909 | 42966 | 6 | No | 7 | 2.94 | 23 | 4892 | 2433 | 22675 | 6 | Yes
78 | La_Jolla | 32.8328 | -117.2713 | 10000 | 225 | 15 | 15 | TOU_DR | Aiko Solar | 0 | 2 | 1 | Aiko Solar Neostar 2P | 485 | 24.3 | 1.99 | 0.6467 | 6.9444 | 98 | 34 | 740 |  | 1907.3 | 20866.4 | 98 | 47.53 | 72523.2 | 28755.65 | 20128.96 | 10124.52 | 2 | 56121.2 | 488.88 | 7 | 14 | 195.02 | No | time_limit_feasible | 34 | 16.49 | 25161.1 | 9976.45 | 6983.52 | 5382.26 | 2 | 36352.49 | 593.64 | 2 | 17 | 67.66 | Yes | optimal | 0 | None | 28 | 12.88 | 69 | 21431 | 4964 | 53130 | 7 | No | 5 | 2.3 | 11 | 3827 | 1893 | 22138 | 7 | Yes
79 | La_Jolla | 32.8328 | -117.2713 | 15000 | 225 | 15 | 15 | TOU_DR | REC Group | 0 | 2 | 1 | REC Group Alpha Pure | 405 | 21.9 | 1.85 | 0.6333 | 4.8445 | 112 | 40 | 618 |  | 1907.3 | 20866.4 | 112 | 45.36 | 69212.1 | 41413.68 | 28989.58 | 9800.66 | 3 | 45344.02 | 334.4 | 14 | 8 | 207.2 | No | time_limit_feasible | 40 | 16.2 | 24718.6 | 14790.6 | 10353.42 | 5333.59 | 2 | 32820.99 | 418 | 4 | 10 | 74 | Yes | optimal | 0 | None | 31 | 12.55 | 66 | 20893 | 4900 | 39360 | 6 | No | 12 | 4.86 | 25 | 8087 | 4104 | 27886 | 5 | Yes
80 | La_Jolla | 32.8328 | -117.2713 | 15000 | 225 | 15 | 15 | TOU_DR | Canadian Solar | 0 | 2 | 1 | Canadian Solar TOPHiKu7 | 720 | 23.2 | 3.11 | 0.6182 | 8.8235 | 66 | 66 | 1098.6 |  | 1907.3 | 20866.4 | 66 | 47.52 | 72507.9 | 8363.52 | 5854.46 | 10123.03 | 1 | 70224.83 | 448.8 | 6 | 11 | 205.26 | No | time_limit_feasible | 66 | 47.52 | 72507.9 | 8363.52 | 5854.46 | 10123.03 | 1 | 70224.83 | 448.8 | 6 | 11 | 205.26 | No | optimal | 0 | None | 30 | 12.6 | 100 | 20967 | 4909 | 42966 | 6 | No | 11 | 4.62 | 37 | 7688 | 3896 | 28404 | 5 | Yes
81 | La_Jolla | 32.8328 | -117.2713 | 15000 | 225 | 15 | 15 | TOU_DR | Aiko Solar | 0 | 2 | 1 | Aiko Solar Neostar 2P | 485 | 24.3 | 1.99 | 0.6467 | 6.9444 | 98 | 51 | 740 |  | 1907.3 | 20866.4 | 98 | 47.53 | 72523.2 | 28755.65 | 20128.96 | 10124.52 | 2 | 56121.2 | 488.88 | 7 | 14 | 195.02 | No | time_limit_feasible | 51 | 24.735 | 37741.7 | 14964.68 | 10475.27 | 6689.55 | 2 | 42045.44 | 593.64 | 3 | 17 | 101.49 | Yes | optimal | 0 | None | 28 | 12.88 | 137 | 21431 | 4964 | 53130 | 7 | No | 8 | 3.68 | 39 | 6123 | 3073 | 27830 | 6 | Yes
82 | Oceanside | 33.1959 | -117.3795 | 5000 | 25 | 5 | 5 | TOU_DR | REC Group | 0 | 2 | 1 | REC Group Alpha Pure | 405 | 21.9 | 1.85 | 0.6333 | 4.8445 | 8 | 8 | 624.8 |  | 1928.4 | 21182.9 | 8 | 3.24 | 4998.4 | 2958.12 | 2070.68 | 2437.98 | 1 | 18753.86 | 334.4 | 1 | 8 | 14.8 | No | time_limit_feasible | 8 | 3.24 | 4998.4 | 2958.12 | 2070.68 | 2437.98 | 1 | 18753.86 | 334.4 | 1 | 8 | 14.8 | No | optimal | 0 | None | 8 | 3.24 | 15 | 5391 | 2611 | 10157 | 3 | No | 4 | 1.62 | 8 | 2696 | 1321 | 17729 | 8 | Yes
83 | Oceanside | 33.1959 | -117.3795 | 5000 | 25 | 5 | 5 | TOU_DR | Canadian Solar | 0 | 2 | 1 | Canadian Solar TOPHiKu7 | 720 | 23.2 | 3.11 | 0.6182 | 8.8235 | 6 | 6 | 1110.8 |  | 1928.4 | 21182.9 | 6 | 4.32 | 6664.6 | 760.32 | 532.22 | 3101.04 | 1 | 25909.65 | 244.8 | 1 | 6 | 18.66 | No | time_limit_feasible | 6 | 4.32 | 6664.6 | 760.32 | 532.22 | 3101.04 | 1 | 25909.65 | 244.8 | 1 | 6 | 18.66 | No | optimal | 0 | None | 8 | 3.36 | 26 | 5591 | 2696 | 11458 | 3 | No | 3 | 1.26 | 10 | 2097 | 1024 | 16947 | 9 | Yes
84 | Oceanside | 33.1959 | -117.3795 | 5000 | 25 | 5 | 5 | TOU_DR | Aiko Solar | 0 | 2 | 1 | Aiko Solar Neostar 2P | 485 | 24.3 | 1.99 | 0.6467 | 6.9444 | 8 | 8 | 748.2 |  | 1928.4 | 21182.9 | 8 | 3.88 | 5985.8 | 2347.4 | 1643.18 | 2854.21 | 1 | 22723.69 | 279.36 | 1 | 8 | 15.92 | No | time_limit_feasible | 8 | 3.88 | 5985.8 | 2347.4 | 1643.18 | 2854.21 | 1 | 22723.69 | 279.36 | 1 | 8 | 15.92 | No | optimal | 0 | None | 8 | 3.68 | 32 | 6123 | 2908 | 15180 | 4 | No | 2 | 0.92 | 8 | 1531 | 743 | 16445 | 11 | Yes
85 | Oceanside | 33.1959 | -117.3795 | 10000 | 25 | 5 | 5 | TOU_DR | REC Group | 0 | 2 | 1 | REC Group Alpha Pure | 405 | 21.9 | 1.85 | 0.6333 | 4.8445 | 8 | 8 | 624.8 |  | 1928.4 | 21182.9 | 8 | 3.24 | 4998.4 | 2958.12 | 2070.68 | 2437.98 | 1 | 18753.86 | 334.4 | 1 | 8 | 14.8 | No | time_limit_feasible | 8 | 3.24 | 4998.4 | 2958.12 | 2070.68 | 2437.98 | 1 | 18753.86 | 334.4 | 1 | 8 | 14.8 | No | optimal | 0 | None | 8 | 3.24 | 15 | 5391 | 2611 | 10157 | 3 | No | 8 | 3.24 | 15 | 5391 | 2666 | 22807 | 6 | No
86 | Oceanside | 33.1959 | -117.3795 | 10000 | 25 | 5 | 5 | TOU_DR | Canadian Solar | 0 | 2 | 1 | Canadian Solar TOPHiKu7 | 720 | 23.2 | 3.11 | 0.6182 | 8.8235 | 6 | 6 | 1110.8 |  | 1928.4 | 21182.9 | 6 | 4.32 | 6664.6 | 760.32 | 532.22 | 3101.04 | 1 | 25909.65 | 244.8 | 1 | 6 | 18.66 | No | time_limit_feasible | 6 | 4.32 | 6664.6 | 760.32 | 532.22 | 3101.04 | 1 | 25909.65 | 244.8 | 1 | 6 | 18.66 | No | optimal | 0 | None | 8 | 3.36 | 25 | 5591 | 2696 | 11458 | 3 | No | 7 | 2.94 | 22 | 4892 | 2415 | 22675 | 6 | Yes
87 | Oceanside | 33.1959 | -117.3795 | 10000 | 25 | 5 | 5 | TOU_DR | Aiko Solar | 0 | 2 | 1 | Aiko Solar Neostar 2P | 485 | 24.3 | 1.99 | 0.6467 | 6.9444 | 8 | 8 | 748.2 |  | 1928.4 | 21182.9 | 8 | 3.88 | 5985.8 | 2347.4 | 1643.18 | 2854.21 | 1 | 22723.69 | 279.36 | 1 | 8 | 15.92 | No | time_limit_feasible | 8 | 3.88 | 5985.8 | 2347.4 | 1643.18 | 2854.21 | 1 | 22723.69 | 279.36 | 1 | 8 | 15.92 | No | optimal | 0 | None | 8 | 3.68 | 17 | 6123 | 2908 | 15180 | 4 | No | 5 | 2.3 | 11 | 3827 | 1884 | 22138 | 7 | Yes
88 | Oceanside | 33.1959 | -117.3795 | 15000 | 25 | 5 | 5 | TOU_DR | REC Group | 0 | 2 | 1 | REC Group Alpha Pure | 405 | 21.9 | 1.85 | 0.6333 | 4.8445 | 8 | 8 | 624.8 |  | 1928.4 | 21182.9 | 8 | 3.24 | 4998.4 | 2958.12 | 2070.68 | 2437.98 | 1 | 18753.86 | 334.4 | 1 | 8 | 14.8 | No | time_limit_feasible | 8 | 3.24 | 4998.4 | 12308.12 | 8615.68 | 2465.58 | 4 | 12465.82 | 334.4 | 1 | 8 | 14.8 | No | optimal | 5 | Enphase IQ Battery 5P ×1 | 8 | 3.24 | 15 | 5391 | 2611 | 10157 | 3 | No | 8 | 3.24 | 15 | 5391 | 2666 | 22807 | 6 | Yes
89 | Oceanside | 33.1959 | -117.3795 | 15000 | 25 | 5 | 5 | TOU_DR | Canadian Solar | 0 | 2 | 1 | Canadian Solar TOPHiKu7 | 720 | 23.2 | 3.11 | 0.6182 | 8.8235 | 6 | 6 | 1110.8 |  | 1928.4 | 21182.9 | 6 | 4.32 | 6664.6 | 760.32 | 532.22 | 3101.04 | 1 | 25909.65 | 244.8 | 1 | 6 | 18.66 | No | time_limit_feasible | 6 | 4.32 | 6664.6 | 13410.32 | 9387.22 | 3310 | 3 | 18991.19 | 244.8 | 1 | 6 | 18.66 | No | optimal | 18 | Generac PWRcell M6 ×1 | 8 | 3.36 | 26 | 5591 | 2696 | 11458 | 3 | No | 8 | 3.36 | 26 | 5591 | 2767 | 24108 | 6 | No
90 | Oceanside | 33.1959 | -117.3795 | 15000 | 25 | 5 | 5 | TOU_DR | Aiko Solar | 0 | 2 | 1 | Aiko Solar Neostar 2P | 485 | 24.3 | 1.99 | 0.6467 | 6.9444 | 8 | 8 | 748.2 |  | 1928.4 | 21182.9 | 8 | 3.88 | 5985.8 | 2347.4 | 1643.18 | 2854.21 | 1 | 22723.69 | 279.36 | 1 | 8 | 15.92 | No | time_limit_feasible | 8 | 3.88 | 5985.8 | 14997.4 | 10498.18 | 2966.06 | 4 | 14906.01 | 279.36 | 1 | 8 | 15.92 | Yes | optimal | 18 | Generac PWRcell M6 ×1 | 8 | 3.68 | 36 | 6123 | 2908 | 15180 | 4 | No | 8 | 3.68 | 36 | 6123 | 3037 | 27830 | 6 | No
91 | Oceanside | 33.1959 | -117.3795 | 5000 | 50 | 5 | 10 | TOU_DR | REC Group | 0 | 2 | 1 | REC Group Alpha Pure | 405 | 21.9 | 1.85 | 0.6333 | 4.8445 | 20 | 13 | 624.8 |  | 1928.4 | 21182.9 | 20 | 8.1 | 12496 | 20045.3 | 14031.71 | 6270.52 | 3 | 40819.29 | 418 | 2 | 10 | 37 | No | time_limit_feasible | 13 | 5.265 | 8122.4 | 4806.95 | 3364.86 | 3523.86 | 1 | 26859.87 | 543.4 | 1 | 13 | 24.05 | No | optimal | 0 | None | 20 | 8.1 | 38 | 13478 | 4521 | 25394 | 4 | No | 4 | 1.62 | 8 | 2696 | 1321 | 17729 | 8 | Yes
92 | Oceanside | 33.1959 | -117.3795 | 5000 | 50 | 5 | 10 | TOU_DR | Canadian Solar | 0 | 2 | 1 | Canadian Solar TOPHiKu7 | 720 | 23.2 | 3.11 | 0.6182 | 8.8235 | 14 | 14 | 1110.8 |  | 1928.4 | 21182.9 | 14 | 10.08 | 15550.6 | 1774.08 | 1241.86 | 4805.07 | 1 | 38916.06 | 285.6 | 2 | 7 | 43.54 | No | time_limit_feasible | 14 | 10.08 | 15550.6 | 1774.08 | 1241.86 | 4805.07 | 1 | 38916.06 | 285.6 | 2 | 7 | 43.54 | No | optimal | 0 | None | 20 | 8.4 | 40 | 13978 | 4593 | 28644 | 5 | No | 3 | 1.26 | 6 | 2097 | 1024 | 16947 | 9 | Yes
93 | Oceanside | 33.1959 | -117.3795 | 5000 | 50 | 5 | 10 | TOU_DR | Aiko Solar | 0 | 2 | 1 | Aiko Solar Neostar 2P | 485 | 24.3 | 1.99 | 0.6467 | 6.9444 | 20 | 17 | 748.2 |  | 1928.4 | 21182.9 | 20 | 9.7 | 14964.4 | 18518.5 | 12962.95 | 7231.98 | 2 | 50052.16 | 349.2 | 2 | 10 | 39.8 | No | time_limit_feasible | 17 | 8.245 | 12719.7 | 4988.23 | 3491.76 | 4406.19 | 1 | 33714.72 | 593.64 | 1 | 17 | 33.83 | Yes | optimal | 0 | None
94 | Oceanside | 33.1959 | -117.3795 | 10000 | 50 | 5 | 10 | TOU_DR | REC Group | 0 | 2 | 1 | REC Group Alpha Pure | 405 | 21.9 | 1.85 | 0.6333 | 4.8445 | 20 | 20 | 624.8 |  | 1928.4 | 21182.9 | 20 | 8.1 | 12496 | 20045.3 | 14031.71 | 6270.52 | 3 | 40819.29 | 418 | 2 | 10 | 37 | No | time_limit_feasible | 20 | 8.1 | 12496 | 7395.3 | 5176.71 | 4371.53 | 2 | 31924.61 | 418 | 2 | 10 | 37 | No | optimal | 0 | None | 20 | 8.1 | 38 | 13478 | 4521 | 25394 | 4 | No | 8 | 3.24 | 15 | 5391 | 2666 | 22807 | 6 | Yes
95 | Oceanside | 33.1959 | -117.3795 | 10000 | 50 | 5 | 10 | TOU_DR | Canadian Solar | 0 | 2 | 1 | Canadian Solar TOPHiKu7 | 720 | 23.2 | 3.11 | 0.6182 | 8.8235 | 14 | 14 | 1110.8 |  | 1928.4 | 21182.9 | 14 | 10.08 | 15550.6 | 1774.08 | 1241.86 | 4805.07 | 1 | 38916.06 | 285.6 | 2 | 7 | 43.54 | No | time_limit_feasible | 14 | 10.08 | 15550.6 | 1774.08 | 1241.86 | 4805.07 | 1 | 38916.06 | 285.6 | 2 | 7 | 43.54 | No | optimal | 0 | None | 20 | 8.4 | 40 | 13978 | 4593 | 28644 | 5 | No | 7 | 2.94 | 14 | 4892 | 2415 | 22675 | 6 | Yes
96 | Oceanside | 33.1959 | -117.3795 | 10000 | 50 | 5 | 10 | TOU_DR | Aiko Solar | 0 | 2 | 1 | Aiko Solar Neostar 2P | 485 | 24.3 | 1.99 | 0.6467 | 6.9444 | 20 | 20 | 748.2 |  | 1928.4 | 21182.9 | 20 | 9.7 | 14964.4 | 18518.5 | 12962.95 | 7231.98 | 2 | 50052.16 | 349.2 | 2 | 10 | 39.8 | No | time_limit_feasible | 20 | 9.7 | 14964.4 | 5868.5 | 4107.95 | 4726.45 | 1 | 35545.92 | 349.2 | 2 | 10 | 39.8 | No | optimal | 0 | None | 20 | 9.2 | 43 | 15308 | 4775 | 37950 | 6 | No | 5 | 2.3 | 11 | 3827 | 1884 | 22138 | 7 | Yes
97 | Oceanside | 33.1959 | -117.3795 | 15000 | 50 | 5 | 10 | TOU_DR | REC Group | 0 | 2 | 1 | REC Group Alpha Pure | 405 | 21.9 | 1.85 | 0.6333 | 4.8445 | 20 | 20 | 624.8 |  | 1928.4 | 21182.9 | 20 | 8.1 | 12496 | 20045.3 | 14031.71 | 6270.52 | 3 | 40819.29 | 418 | 2 | 10 | 37 | No | time_limit_feasible | 15 | 6.075 | 9372 | 14896.48 | 10427.53 | 4504.61 | 3 | 28653.5 | 209 | 3 | 5 | 27.75 | Yes | optimal | 5 | Enphase IQ Battery 5P ×1 | 20 | 8.1 | 61 | 13478 | 4521 | 25394 | 4 | No | 12 | 4.86 | 37 | 8087 | 4047 | 27886 | 5 | Yes
98 | Oceanside | 33.1959 | -117.3795 | 15000 | 50 | 5 | 10 | TOU_DR | Canadian Solar | 0 | 2 | 1 | Canadian Solar TOPHiKu7 | 720 | 23.2 | 3.11 | 0.6182 | 8.8235 | 14 | 14 | 1110.8 |  | 1928.4 | 21182.9 | 14 | 10.08 | 15550.6 | 1774.08 | 1241.86 | 4805.07 | 1 | 38916.06 | 285.6 | 2 | 7 | 43.54 | No | time_limit_feasible | 14 | 10.08 | 15550.6 | 14424.08 | 10096.86 | 7413.17 | 2 | 54340.92 | 285.6 | 2 | 7 | 43.54 | No | optimal | 18 | Generac PWRcell M6 ×1 | 20 | 8.4 | 66 | 13978 | 4593 | 28644 | 5 | No | 11 | 4.62 | 36 | 7688 | 3840 | 28404 | 5 | Yes
99 | Oceanside | 33.1959 | -117.3795 | 15000 | 50 | 5 | 10 | TOU_DR | Aiko Solar | 0 | 2 | 1 | Aiko Solar Neostar 2P | 485 | 24.3 | 1.99 | 0.6467 | 6.9444 | 20 | 20 | 748.2 |  | 1928.4 | 21182.9 | 20 | 9.7 | 14964.4 | 18518.5 | 12962.95 | 7231.98 | 2 | 50052.16 | 349.2 | 2 | 10 | 39.8 | No | time_limit_feasible | 19 | 9.215 | 14216.2 | 14925.08 | 10447.55 | 5444.18 | 2 | 36058.14 | 663.48 | 1 | 19 | 37.81 | Yes | optimal | 5 | Enphase IQ Battery 5P ×1 | 20 | 9.2 | 43 | 15308 | 4775 | 37950 | 6 | No | 8 | 3.68 | 17 | 6123 | 3037 | 27830 | 6 | Yes
100 | Oceanside | 33.1959 | -117.3795 | 5000 | 75 | 5 | 15 | TOU_DR | REC Group | 0 | 2 | 1 | REC Group Alpha Pure | 405 | 21.9 | 1.85 | 0.6333 | 4.8445 | 32 | 13 | 624.8 |  | 1928.4 | 21182.9 | 32 | 12.96 | 19993.7 | 11832.48 | 8282.74 | 5362.3 | 2 | 36290.11 | 334.4 | 4 | 8 | 59.2 | No | time_limit_feasible | 13 | 5.265 | 8122.4 | 4806.95 | 3364.86 | 3523.86 | 1 | 26859.87 | 543.4 | 1 | 13 | 24.05 | No | optimal | 0 | None | 32 | 12.96 | 61 | 21580 | 5554 | 40630 | 5 | No | 4 | 1.62 | 8 | 2696 | 1321 | 17729 | 8 | Yes
101 | Oceanside | 33.1959 | -117.3795 | 5000 | 75 | 5 | 15 | TOU_DR | Canadian Solar | 0 | 2 | 1 | Canadian Solar TOPHiKu7 | 720 | 23.2 | 3.11 | 0.6182 | 8.8235 | 22 | 22 | 1110.8 |  | 1928.4 | 21182.9 | 22 | 15.84 | 24436.7 | 2787.84 | 1951.49 | 5877.97 | 1 | 46067.98 | 448.8 | 2 | 11 | 68.42 | No | time_limit_feasible | 22 | 15.84 | 24436.7 | 2787.84 | 1951.49 | 5877.97 | 1 | 46067.98 | 448.8 | 2 | 11 | 68.42 | No | optimal | 0 | None | 31 | 13.02 | 62 | 21666 | 5566 | 44398 | 6 | No | 3 | 1.26 | 6 | 2097 | 1024 | 16947 | 9 | Yes
102 | Oceanside | 33.1959 | -117.3795 | 5000 | 75 | 5 | 15 | TOU_DR | Aiko Solar | 0 | 2 | 1 | Aiko Solar Neostar 2P | 485 | 24.3 | 1.99 | 0.6467 | 6.9444 | 28 | 17 | 748.2 |  | 1928.4 | 21182.9 | 28 | 13.58 | 20950.1 | 8215.9 | 5751.13 | 5477.42 | 2 | 39471.75 | 488.88 | 2 | 14 | 55.72 | No | time_limit_feasible | 17 | 8.245 | 12719.7 | 4988.23 | 3491.76 | 4406.19 | 1 | 33714.72 | 593.64 | 1 | 17 | 33.83 | Yes | optimal | 0 | None | 28 | 12.88 | 61 | 21431 | 5539 | 53130 | 7 | No | 2 | 0.92 | 4 | 1531 | 743 | 16445 | 11 | Yes
103 | Oceanside | 33.1959 | -117.3795 | 10000 | 75 | 5 | 15 | TOU_DR | REC Group | 0 | 2 | 1 | REC Group Alpha Pure | 405 | 21.9 | 1.85 | 0.6333 | 4.8445 | 32 | 27 | 624.8 |  | 1928.4 | 21182.9 | 32 | 12.96 | 19993.7 | 11832.48 | 8282.74 | 5362.3 | 2 | 36290.11 | 334.4 | 4 | 8 | 59.2 | No | time_limit_feasible | 27 | 10.935 | 16869.6 | 9983.66 | 6988.56 | 4975.44 | 2 | 34713.2 | 376.2 | 3 | 9 | 49.95 | Yes | optimal | 0 | None | 32 | 12.96 | 122 | 21581 | 5554 | 40630 | 5 | No | 8 | 3.24 | 30 | 5391 | 2666 | 22807 | 6 | Yes
104 | Oceanside | 33.1959 | -117.3795 | 10000 | 75 | 5 | 15 | TOU_DR | Canadian Solar | 0 | 2 | 1 | Canadian Solar TOPHiKu7 | 720 | 23.2 | 3.11 | 0.6182 | 8.8235 | 22 | 22 | 1110.8 |  | 1928.4 | 21182.9 | 22 | 15.84 | 24436.7 | 2787.84 | 1951.49 | 5877.97 | 1 | 46067.98 | 448.8 | 2 | 11 | 68.42 | No | time_limit_feasible | 22 | 15.84 | 24436.7 | 2787.84 | 1951.49 | 5877.97 | 1 | 46067.98 | 448.8 | 2 | 11 | 68.42 | No | optimal | 0 | None | 31 | 13.02 | 62 | 21667 | 5566 | 44398 | 6 | No | 7 | 2.94 | 14 | 4892 | 2415 | 22675 | 6 | Yes
105 | Oceanside | 33.1959 | -117.3795 | 10000 | 75 | 5 | 15 | TOU_DR | Aiko Solar | 0 | 2 | 1 | Aiko Solar Neostar 2P | 485 | 24.3 | 1.99 | 0.6467 | 6.9444 | 28 | 28 | 748.2 |  | 1928.4 | 21182.9 | 28 | 13.58 | 20950.1 | 8215.9 | 5751.13 | 5477.42 | 2 | 39471.75 | 488.88 | 2 | 14 | 55.72 | No | time_limit_feasible | 28 | 13.58 | 20950.1 | 8215.9 | 5751.13 | 5477.42 | 2 | 39471.75 | 488.88 | 2 | 14 | 55.72 | No | optimal | 0 | None | 28 | 12.88 | 107 | 21430 | 5539 | 53130 | 7 | No | 5 | 2.3 | 19 | 3827 | 1884 | 22138 | 7 | Yes
106 | Oceanside | 33.1959 | -117.3795 | 15000 | 75 | 5 | 15 | TOU_DR | REC Group | 0 | 2 | 1 | REC Group Alpha Pure | 405 | 21.9 | 1.85 | 0.6333 | 4.8445 | 32 | 32 | 624.8 |  | 1928.4 | 21182.9 | 32 | 12.96 | 19993.7 | 11832.48 | 8282.74 | 5362.3 | 2 | 36290.11 | 334.4 | 4 | 8 | 59.2 | No | time_limit_feasible | 32 | 12.96 | 19993.7 | 11832.48 | 8282.74 | 5362.3 | 2 | 36290.11 | 334.4 | 4 | 8 | 59.2 | No | optimal | 0 | None | 32 | 12.96 | 122 | 21587 | 5554 | 40630 | 5 | No | 12 | 4.86 | 46 | 8087 | 4047 | 27886 | 5 | Yes
107 | Oceanside | 33.1959 | -117.3795 | 15000 | 75 | 5 | 15 | TOU_DR | Canadian Solar | 0 | 2 | 1 | Canadian Solar TOPHiKu7 | 720 | 23.2 | 3.11 | 0.6182 | 8.8235 | 22 | 22 | 1110.8 |  | 1928.4 | 21182.9 | 22 | 15.84 | 24436.7 | 2787.84 | 1951.49 | 5877.97 | 1 | 46067.98 | 448.8 | 2 | 11 | 68.42 | No | time_limit_feasible | 18 | 12.96 | 19993.7 | 14930.96 | 10451.67 | 8096.7 | 2 | 59298 | 367.2 | 2 | 9 | 55.98 | Yes | optimal | 18 | Generac PWRcell M6 ×1 | 31 | 13.02 | 115 | 21666 | 5566 | 44398 | 6 | No | 11 | 4.62 | 41 | 7688 | 3840 | 28404 | 5 | Yes
108 | Oceanside | 33.1959 | -117.3795 | 15000 | 75 | 5 | 15 | TOU_DR | Aiko Solar | 0 | 2 | 1 | Aiko Solar Neostar 2P | 485 | 24.3 | 1.99 | 0.6467 | 6.9444 | 28 | 28 | 748.2 |  | 1928.4 | 21182.9 | 28 | 13.58 | 20950.1 | 8215.9 | 5751.13 | 5477.42 | 2 | 39471.75 | 488.88 | 2 | 14 | 55.72 | No | time_limit_feasible | 28 | 13.58 | 20950.1 | 8215.9 | 5751.13 | 5477.42 | 2 | 39471.75 | 488.88 | 2 | 14 | 55.72 | No | optimal | 0 | None | 28 | 12.88 | 61 | 21431 | 5539 | 53130 | 7 | No | 8 | 3.68 | 17 | 6123 | 3037 | 27830 | 6 | Yes
109 | Oceanside | 33.1959 | -117.3795 | 5000 | 50 | 10 | 5 | TOU_DR | REC Group | 0 | 2 | 1 | REC Group Alpha Pure | 405 | 21.9 | 1.85 | 0.6333 | 4.8445 | 20 | 13 | 624.8 |  | 1928.4 | 21182.9 | 20 | 8.1 | 12496 | 20045.3 | 14031.71 | 6270.52 | 3 | 40819.29 | 418 | 2 | 10 | 37 | No | time_limit_feasible | 13 | 5.265 | 8122.4 | 4806.95 | 3364.86 | 3523.86 | 1 | 26859.87 | 543.4 | 1 | 13 | 24.05 | No | optimal | 0 | None | 20 | 8.1 | 38 | 13478 | 4521 | 25394 | 4 | No | 4 | 1.62 | 8 | 2696 | 1321 | 17729 | 8 | Yes
110 | Oceanside | 33.1959 | -117.3795 | 5000 | 50 | 10 | 5 | TOU_DR | Canadian Solar | 0 | 2 | 1 | Canadian Solar TOPHiKu7 | 720 | 23.2 | 3.11 | 0.6182 | 8.8235 | 14 | 14 | 1110.8 |  | 1928.4 | 21182.9 | 14 | 10.08 | 15550.6 | 1774.08 | 1241.86 | 4805.07 | 1 | 38916.06 | 285.6 | 2 | 7 | 43.54 | No | time_limit_feasible | 14 | 10.08 | 15550.6 | 1774.08 | 1241.86 | 4805.07 | 1 | 38916.06 | 285.6 | 2 | 7 | 43.54 | No | optimal | 0 | None | 20 | 8.4 | 40 | 13978 | 4593 | 28644 | 5 | No | 3 | 1.26 | 6 | 2097 | 1024 | 16947 | 9 | Yes
111 | Oceanside | 33.1959 | -117.3795 | 5000 | 50 | 10 | 5 | TOU_DR | Aiko Solar | 0 | 2 | 1 | Aiko Solar Neostar 2P | 485 | 24.3 | 1.99 | 0.6467 | 6.9444 | 20 | 17 | 748.2 |  | 1928.4 | 21182.9 | 20 | 9.7 | 14964.4 | 18518.5 | 12962.95 | 7231.98 | 2 | 50052.16 | 349.2 | 2 | 10 | 39.8 | No | time_limit_feasible | 17 | 8.245 | 12719.7 | 4988.23 | 3491.76 | 4406.19 | 1 | 33714.72 | 593.64 | 1 | 17 | 33.83 | Yes | optimal | 0 | None | 20 | 9.2 | 43 | 15308 | 4775 | 37950 | 6 | No | 2 | 0.92 | 4 | 1531 | 743 | 16445 | 11 | Yes
112 | Oceanside | 33.1959 | -117.3795 | 10000 | 50 | 10 | 5 | TOU_DR | REC Group | 0 | 2 | 1 | REC Group Alpha Pure | 405 | 21.9 | 1.85 | 0.6333 | 4.8445 | 20 | 20 | 624.8 |  | 1928.4 | 21182.9 | 20 | 8.1 | 12496 | 20045.3 | 14031.71 | 6270.52 | 3 | 40819.29 | 418 | 2 | 10 | 37 | No | time_limit_feasible | 20 | 8.1 | 12496 | 7395.3 | 5176.71 | 4371.53 | 2 | 31924.61 | 418 | 2 | 10 | 37 | No | optimal | 0 | None | 20 | 8.1 | 38 | 13478 | 4521 | 25394 | 4 | No | 8 | 3.24 | 15 | 5391 | 2666 | 22807 | 6 | Yes
113 | Oceanside | 33.1959 | -117.3795 | 10000 | 50 | 10 | 5 | TOU_DR | Canadian Solar | 0 | 2 | 1 | Canadian Solar TOPHiKu7 | 720 | 23.2 | 3.11 | 0.6182 | 8.8235 | 14 | 14 | 1110.8 |  | 1928.4 | 21182.9 | 14 | 10.08 | 15550.6 | 1774.08 | 1241.86 | 4805.07 | 1 | 38916.06 | 285.6 | 2 | 7 | 43.54 | No | time_limit_feasible | 14 | 10.08 | 15550.6 | 1774.08 | 1241.86 | 4805.07 | 1 | 38916.06 | 285.6 | 2 | 7 | 43.54 | No | optimal | 0 | None | 20 | 8.4 | 40 | 13978 | 4593 | 28644 | 5 | No | 7 | 2.94 | 14 | 4892 | 2415 | 22675 | 6 | Yes
114 | Oceanside | 33.1959 | -117.3795 | 10000 | 50 | 10 | 5 | TOU_DR | Aiko Solar | 0 | 2 | 1 | Aiko Solar Neostar 2P | 485 | 24.3 | 1.99 | 0.6467 | 6.9444 | 20 | 20 | 748.2 |  | 1928.4 | 21182.9 | 20 | 9.7 | 14964.4 | 18518.5 | 12962.95 | 7231.98 | 2 | 50052.16 | 349.2 | 2 | 10 | 39.8 | No | time_limit_feasible | 20 | 9.7 | 14964.4 | 5868.5 | 4107.95 | 4726.45 | 1 | 35545.92 | 349.2 | 2 | 10 | 39.8 | No | optimal | 0 | None | 20 | 9.2 | 61 | 15308 | 4775 | 37950 | 6 | No | 5 | 2.3 | 18 | 3827 | 1884 | 22138 | 7 | Yes
115 | Oceanside | 33.1959 | -117.3795 | 15000 | 50 | 10 | 5 | TOU_DR | REC Group | 0 | 2 | 1 | REC Group Alpha Pure | 405 | 21.9 | 1.85 | 0.6333 | 4.8445 | 20 | 20 | 624.8 |  | 1928.4 | 21182.9 | 20 | 8.1 | 12496 | 20045.3 | 14031.71 | 6270.52 | 3 | 40819.29 | 418 | 2 | 10 | 37 | No | time_limit_feasible | 15 | 6.075 | 9372 | 14896.48 | 10427.53 | 4504.61 | 3 | 28653.5 | 209 | 3 | 5 | 27.75 | Yes | optimal | 5 | Enphase IQ Battery 5P ×1 | 20 | 8.1 | 38 | 13478 | 4521 | 25394 | 4 | No | 12 | 4.86 | 23 | 8087 | 4047 | 27886 | 5 | Yes
116 | Oceanside | 33.1959 | -117.3795 | 15000 | 50 | 10 | 5 | TOU_DR | Canadian Solar | 0 | 2 | 1 | Canadian Solar TOPHiKu7 | 720 | 23.2 | 3.11 | 0.6182 | 8.8235 | 14 | 14 | 1110.8 |  | 1928.4 | 21182.9 | 14 | 10.08 | 15550.6 | 1774.08 | 1241.86 | 4805.07 | 1 | 38916.06 | 285.6 | 2 | 7 | 43.54 | No | time_limit_feasible | 14 | 10.08 | 15550.6 | 14424.08 | 10096.86 | 7413.17 | 2 | 54340.92 | 285.6 | 2 | 7 | 43.54 | No | optimal | 18 | Generac PWRcell M6 ×1 | 20 | 8.4 | 40 | 13978 | 4593 | 28644 | 5 | No | 11 | 4.62 | 22 | 7688 | 3840 | 28404 | 5 | Yes
117 | Oceanside | 33.1959 | -117.3795 | 15000 | 50 | 10 | 5 | TOU_DR | Aiko Solar | 0 | 2 | 1 | Aiko Solar Neostar 2P | 485 | 24.3 | 1.99 | 0.6467 | 6.9444 | 20 | 20 | 748.2 |  | 1928.4 | 21182.9 | 20 | 9.7 | 14964.4 | 18518.5 | 12962.95 | 7231.98 | 2 | 50052.16 | 349.2 | 2 | 10 | 39.8 | No | time_limit_feasible | 19 | 9.215 | 14216.2 | 14925.08 | 10447.55 | 5444.18 | 2 | 36058.14 | 663.48 | 1 | 19 | 37.81 | Yes | optimal | 5 | Enphase IQ Battery 5P ×1 | 20 | 9.2 | 77 | 15308 | 4775 | 37950 | 6 | No | 8 | 3.68 | 31 | 6123 | 3037 | 27830 | 6 | Yes
118 | Oceanside | 33.1959 | -117.3795 | 5000 | 100 | 10 | 10 | TOU_DR | REC Group | 0 | 2 | 1 | REC Group Alpha Pure | 405 | 21.9 | 1.85 | 0.6333 | 4.8445 | 45 | 13 | 624.8 |  | 1928.4 | 21182.9 | 45 | 18.225 | 28116.1 | 16639.43 | 11647.6 | 6276.81 | 2 | 39537.25 | 376.2 | 5 | 9 | 83.25 | No | time_limit_feasible | 13 | 5.265 | 8122.4 | 4806.95 | 3364.86 | 3523.86 | 1 | 26859.87 | 543.4 | 1 | 13 | 24.05 | No | optimal | 0 | None | 32 | 12.96 | 61 | 21581 | 5554 | 40630 | 5 | No | 4 | 1.62 | 8 | 2696 | 1321 | 17729 | 8 | Yes
119 | Oceanside | 33.1959 | -117.3795 | 5000 | 100 | 10 | 10 | TOU_DR | Canadian Solar | 0 | 2 | 1 | Canadian Solar TOPHiKu7 | 720 | 23.2 | 3.11 | 0.6182 | 8.8235 | 28 | 28 | 1110.8 |  | 1928.4 | 21182.9 | 28 | 20.16 | 31101.2 | 3548.16 | 2483.71 | 6589.78 | 1 | 50570.3 | 285.6 | 4 | 7 | 87.08 | No | time_limit_feasible | 28 | 20.16 | 31101.2 | 3548.16 | 2483.71 | 6589.78 | 1 | 50570.3 | 285.6 | 4 | 7 | 87.08 | No | optimal | 0 | None | 31 | 13.02 | 62 | 21666 | 5566 | 44398 | 6 | No | 3 | 1.26 | 6 | 2097 | 1024 | 16947 | 9 | Yes
120 | Oceanside | 33.1959 | -117.3795 | 5000 | 100 | 10 | 10 | TOU_DR | Aiko Solar | 0 | 2 | 1 | Aiko Solar Neostar 2P | 485 | 24.3 | 1.99 | 0.6467 | 6.9444 | 45 | 17 | 748.2 |  | 1928.4 | 21182.9 | 45 | 21.825 | 33669.9 | 13204.13 | 9242.89 | 6851.7 | 2 | 45754.66 | 314.28 | 5 | 9 | 89.55 | No | time_limit_feasible | 17 | 8.245 | 12719.7 | 4988.23 | 3491.76 | 4406.19 | 1 | 33714.72 | 593.64 | 1 | 17 | 33.83 | Yes | optimal | 0 | None | 28 | 12.88 | 61 | 21431 | 5539 | 53130 | 7 | No | 2 | 0.92 | 4 | 1531 | 743 | 16445 | 11 | Yes
121 | Oceanside | 33.1959 | -117.3795 | 10000 | 100 | 10 | 10 | TOU_DR | REC Group | 0 | 2 | 1 | REC Group Alpha Pure | 405 | 21.9 | 1.85 | 0.6333 | 4.8445 | 45 | 27 | 624.8 |  | 1928.4 | 21182.9 | 45 | 18.225 | 28116.1 | 16639.43 | 11647.6 | 6276.81 | 2 | 39537.25 | 376.2 | 5 | 9 | 83.25 | No | time_limit_feasible | 27 | 10.935 | 16869.6 | 9983.66 | 6988.56 | 4975.44 | 2 | 34713.2 | 376.2 | 3 | 9 | 49.95 | Yes | optimal | 0 | None | 32 | 12.96 | 122 | 21593 | 5554 | 40630 | 5 | No | 8 | 3.24 | 31 | 5391 | 2666 | 22807 | 6 | Yes
122 | Oceanside | 33.1959 | -117.3795 | 10000 | 100 | 10 | 10 | TOU_DR | Canadian Solar | 0 | 2 | 1 | Canadian Solar TOPHiKu7 | 720 | 23.2 | 3.11 | 0.6182 | 8.8235 | 28 | 28 | 1110.8 |  | 1928.4 | 21182.9 | 28 | 20.16 | 31101.2 | 3548.16 | 2483.71 | 6589.78 | 1 | 50570.3 | 285.6 | 4 | 7 | 87.08 | No | time_limit_feasible | 28 | 20.16 | 31101.2 | 3548.16 | 2483.71 | 6589.78 | 1 | 50570.3 | 285.6 | 4 | 7 | 87.08 | No | optimal | 0 | None | 31 | 13.02 | 62 | 21666 | 5566 | 44398 | 6 | No | 7 | 2.94 | 14 | 4892 | 2415 | 22675 | 6 | Yes
123 | Oceanside | 33.1959 | -117.3795 | 10000 | 100 | 10 | 10 | TOU_DR | Aiko Solar | 0 | 2 | 1 | Aiko Solar Neostar 2P | 485 | 24.3 | 1.99 | 0.6467 | 6.9444 | 45 | 34 | 748.2 |  | 1928.4 | 21182.9 | 45 | 21.825 | 33669.9 | 13204.13 | 9242.89 | 6851.7 | 2 | 45754.66 | 314.28 | 5 | 9 | 89.55 | No | time_limit_feasible | 34 | 16.49 | 25439.5 | 9976.45 | 6983.52 | 5988.47 | 2 | 41931.09 | 593.64 | 2 | 17 | 67.66 | Yes | optimal | 0 | None | 28 | 12.88 | 61 | 21431 | 5539 | 53130 | 7 | No | 5 | 2.3 | 11 | 3827 | 1884 | 22138 | 7 | Yes
124 | Oceanside | 33.1959 | -117.3795 | 15000 | 100 | 10 | 10 | TOU_DR | REC Group | 0 | 2 | 1 | REC Group Alpha Pure | 405 | 21.9 | 1.85 | 0.6333 | 4.8445 | 45 | 40 | 624.8 |  | 1928.4 | 21182.9 | 45 | 18.225 | 28116.1 | 16639.43 | 11647.6 | 6276.81 | 2 | 39537.25 | 376.2 | 5 | 9 | 83.25 | No | time_limit_feasible | 40 | 16.2 | 24992.1 | 14790.6 | 10353.42 | 5939.42 | 2 | 38422.37 | 418 | 4 | 10 | 74 | Yes | optimal | 0 | None | 32 | 12.96 | 61 | 21591 | 5554 | 40630 | 5 | No | 12 | 4.86 | 23 | 8087 | 4047 | 27886 | 5 | Yes
125 | Oceanside | 33.1959 | -117.3795 | 15000 | 100 | 10 | 10 | TOU_DR | Canadian Solar | 0 | 2 | 1 | Canadian Solar TOPHiKu7 | 720 | 23.2 | 3.11 | 0.6182 | 8.8235 | 28 | 28 | 1110.8 |  | 1928.4 | 21182.9 | 28 | 20.16 | 31101.2 | 3548.16 | 2483.71 | 6589.78 | 1 | 50570.3 | 285.6 | 4 | 7 | 87.08 | No | time_limit_feasible | 18 | 12.96 | 19993.7 | 14930.96 | 10451.67 | 8096.7 | 2 | 59298 | 367.2 | 2 | 9 | 55.98 | Yes | optimal | 18 | Generac PWRcell M6 ×1 | 31 | 13.02 | 115 | 21667 | 5566 | 44398 | 6 | No | 11 | 4.62 | 41 | 7688 | 3840 | 28404 | 5 | Yes
126 | Oceanside | 33.1959 | -117.3795 | 15000 | 100 | 10 | 10 | TOU_DR | Aiko Solar | 0 | 2 | 1 | Aiko Solar Neostar 2P | 485 | 24.3 | 1.99 | 0.6467 | 6.9444 | 45 | 45 | 748.2 |  | 1928.4 | 21182.9 | 45 | 21.825 | 33669.9 | 13204.13 | 9242.89 | 6851.7 | 2 | 45754.66 | 314.28 | 5 | 9 | 89.55 | No | time_limit_feasible | 45 | 21.825 | 33669.9 | 13204.13 | 9242.89 | 6851.7 | 2 | 45754.66 | 314.28 | 5 | 9 | 89.55 | No | optimal | 0 | None | 28 | 12.88 | 107 | 21431 | 5539 | 53130 | 7 | No | 8 | 3.68 | 30 | 6123 | 3037 | 27830 | 6 | Yes
127 | Oceanside | 33.1959 | -117.3795 | 5000 | 150 | 10 | 15 | TOU_DR | REC Group | 0 | 2 | 1 | REC Group Alpha Pure | 405 | 21.9 | 1.85 | 0.6333 | 4.8445 | 72 | 13 | 624.8 |  | 1928.4 | 21182.9 | 72 | 29.16 | 44985.7 | 26623.08 | 18636.16 | 7983.39 | 3 | 44482.6 | 376.2 | 8 | 9 | 133.2 | No | time_limit_feasible | 13 | 5.265 | 8122.4 | 4806.95 | 3364.86 | 3523.86 | 1 | 26859.87 | 543.4 | 1 | 13 | 24.05 | No | optimal | 0 | None | 32 | 12.96 | 61 | 21581 | 5554 | 40630 | 5 | No | 4 | 1.62 | 8 | 2696 | 1321 | 17729 | 8 | Yes
128 | Oceanside | 33.1959 | -117.3795 | 5000 | 150 | 10 | 15 | TOU_DR | Canadian Solar | 0 | 2 | 1 | Canadian Solar TOPHiKu7 | 720 | 23.2 | 3.11 | 0.6182 | 8.8235 | 44 | 39 | 1110.8 |  | 1928.4 | 21182.9 | 44 | 31.68 | 48873.4 | 5575.68 | 3902.98 | 8368.55 | 1 | 61469.87 | 448.8 | 4 | 11 | 136.84 | No | time_limit_feasible | 39 | 28.08 | 43319.6 | 4942.08 | 3459.46 | 7817.77 | 1 | 58110.82 | 530.4 | 3 | 13 | 121.29 | Yes | optimal | 0 | None | 31 | 13.02 | 62 | 21666 | 5566 | 44398 | 6 | No | 3 | 1.26 | 6 | 2097 | 1024 | 16947 | 9 | Yes
129 | Oceanside | 33.1959 | -117.3795 | 5000 | 150 | 10 | 15 | TOU_DR | Aiko Solar | 0 | 2 | 1 | Aiko Solar Neostar 2P | 485 | 24.3 | 1.99 | 0.6467 | 6.9444 | 70 | 17 | 748.2 |  | 1928.4 | 21182.9 | 70 | 33.95 | 52375.3 | 20539.75 | 14377.82 | 8714.51 | 2 | 53525.03 | 349.2 | 7 | 10 | 139.3 | No | time_limit_feasible | 17 | 8.245 | 12719.7 | 4988.23 | 3491.76 | 4406.19 | 1 | 33714.72 | 593.64 | 1 | 17 | 33.83 | Yes | optimal | 0 | None | 28 | 12.88 | 61 | 21431 | 5539 | 53130 | 7 | No | 2 | 0.92 | 4 | 1531 | 743 | 16445 | 11 | Yes
130 | Oceanside | 33.1959 | -117.3795 | 10000 | 150 | 10 | 15 | TOU_DR | REC Group | 0 | 2 | 1 | REC Group Alpha Pure | 405 | 21.9 | 1.85 | 0.6333 | 4.8445 | 72 | 27 | 624.8 |  | 1928.4 | 21182.9 | 72 | 29.16 | 44985.7 | 26623.08 | 18636.16 | 7983.39 | 3 | 44482.6 | 376.2 | 8 | 9 | 133.2 | No | time_limit_feasible | 27 | 10.935 | 16869.6 | 9983.66 | 6988.56 | 4975.44 | 2 | 34713.2 | 376.2 | 3 | 9 | 49.95 | Yes | optimal | 0 | None | 32 | 12.96 | 61 | 21581 | 5554 | 40630 | 5 | No | 8 | 3.24 | 15 | 5391 | 2666 | 22807 | 6 | Yes
131 | Oceanside | 33.1959 | -117.3795 | 10000 | 150 | 10 | 15 | TOU_DR | Canadian Solar | 0 | 2 | 1 | Canadian Solar TOPHiKu7 | 720 | 23.2 | 3.11 | 0.6182 | 8.8235 | 44 | 44 | 1110.8 |  | 1928.4 | 21182.9 | 44 | 31.68 | 48873.4 | 5575.68 | 3902.98 | 8368.55 | 1 | 61469.87 | 448.8 | 4 | 11 | 136.84 | No | time_limit_feasible | 44 | 31.68 | 48873.4 | 5575.68 | 3902.98 | 8368.55 | 1 | 61469.87 | 448.8 | 4 | 11 | 136.84 | No | optimal | 0 | None | 31 | 13.02 | 62 | 21666 | 5566 | 44398 | 6 | No | 7 | 2.94 | 14 | 4892 | 2415 | 22675 | 6 | Yes
132 | Oceanside | 33.1959 | -117.3795 | 10000 | 150 | 10 | 15 | TOU_DR | Aiko Solar | 0 | 2 | 1 | Aiko Solar Neostar 2P | 485 | 24.3 | 1.99 | 0.6467 | 6.9444 | 70 | 34 | 748.2 |  | 1928.4 | 21182.9 | 70 | 33.95 | 52375.3 | 20539.75 | 14377.82 | 8714.51 | 2 | 53525.03 | 349.2 | 7 | 10 | 139.3 | No | time_limit_feasible | 34 | 16.49 | 25439.5 | 9976.45 | 6983.52 | 5988.47 | 2 | 41931.09 | 593.64 | 2 | 17 | 67.66 | Yes | optimal | 0 | None | 28 | 12.88 | 107 | 21431 | 5539 | 53130 | 7 | No | 5 | 2.3 | 19 | 3827 | 1884 | 22138 | 7 | Yes
133 | Oceanside | 33.1959 | -117.3795 | 15000 | 150 | 10 | 15 | TOU_DR | REC Group | 0 | 2 | 1 | REC Group Alpha Pure | 405 | 21.9 | 1.85 | 0.6333 | 4.8445 | 72 | 40 | 624.8 |  | 1928.4 | 21182.9 | 72 | 29.16 | 44985.7 | 26623.08 | 18636.16 | 7983.39 | 3 | 44482.6 | 376.2 | 8 | 9 | 133.2 | No | time_limit_feasible | 40 | 16.2 | 24992.1 | 14790.6 | 10353.42 | 5939.42 | 2 | 38422.37 | 418 | 4 | 10 | 74 | Yes | optimal | 0 | None | 32 | 12.96 | 122 | 21586 | 5554 | 40630 | 5 | No | 12 | 4.86 | 46 | 8087 | 4047 | 27886 | 5 | Yes
134 | Oceanside | 33.1959 | -117.3795 | 15000 | 150 | 10 | 15 | TOU_DR | Canadian Solar | 0 | 2 | 1 | Canadian Solar TOPHiKu7 | 720 | 23.2 | 3.11 | 0.6182 | 8.8235 | 44 | 44 | 1110.8 |  | 1928.4 | 21182.9 | 44 | 31.68 | 48873.4 | 5575.68 | 3902.98 | 8368.55 | 1 | 61469.87 | 448.8 | 4 | 11 | 136.84 | No | time_limit_feasible | 44 | 31.68 | 48873.4 | 14925.68 | 10447.98 | 9181.67 | 2 | 62479.79 | 448.8 | 4 | 11 | 136.84 | Yes | optimal | 5 | Enphase IQ Battery 5P ×1 | 31 | 13.02 | 137 | 21666 | 5566 | 44398 | 6 | No | 11 | 4.62 | 49 | 7688 | 3840 | 28404 | 5 | Yes
135 | Oceanside | 33.1959 | -117.3795 | 15000 | 150 | 10 | 15 | TOU_DR | Aiko Solar | 0 | 2 | 1 | Aiko Solar Neostar 2P | 485 | 24.3 | 1.99 | 0.6467 | 6.9444 | 70 | 51 | 748.2 |  | 1928.4 | 21182.9 | 70 | 33.95 | 52375.3 | 20539.75 | 14377.82 | 8714.51 | 2 | 53525.03 | 349.2 | 7 | 10 | 139.3 | No | time_limit_feasible | 51 | 24.735 | 38159.2 | 14964.68 | 10475.27 | 7302.73 | 2 | 47656.22 | 593.64 | 3 | 17 | 101.49 | Yes | optimal | 0 | None | 28 | 12.88 | 107 | 21431 | 5539 | 53130 | 7 | No | 8 | 3.68 | 30 | 6123 | 3037 | 27830 | 6 | Yes
136 | Oceanside | 33.1959 | -117.3795 | 5000 | 75 | 15 | 5 | TOU_DR | REC Group | 0 | 2 | 1 | REC Group Alpha Pure | 405 | 21.9 | 1.85 | 0.6333 | 4.8445 | 32 | 13 | 624.8 |  | 1928.4 | 21182.9 | 32 | 12.96 | 19993.7 | 11832.48 | 8282.74 | 5362.3 | 2 | 36290.11 | 334.4 | 4 | 8 | 59.2 | No | time_limit_feasible | 13 | 5.265 | 8122.4 | 4806.95 | 3364.86 | 3523.86 | 1 | 26859.87 | 543.4 | 1 | 13 | 24.05 | No | optimal | 0 | None | 32 | 12.96 | 61 | 21581 | 5554 | 40630 | 5 | No | 4 | 1.62 | 8 | 2696 | 1321 | 17729 | 8 | Yes
137 | Oceanside | 33.1959 | -117.3795 | 5000 | 75 | 15 | 5 | TOU_DR | Canadian Solar | 0 | 2 | 1 | Canadian Solar TOPHiKu7 | 720 | 23.2 | 3.11 | 0.6182 | 8.8235 | 22 | 22 | 1110.8 |  | 1928.4 | 21182.9 | 22 | 15.84 | 24436.7 | 2787.84 | 1951.49 | 5877.97 | 1 | 46067.98 | 448.8 | 2 | 11 | 68.42 | No | time_limit_feasible | 22 | 15.84 | 24436.7 | 2787.84 | 1951.49 | 5877.97 | 1 | 46067.98 | 448.8 | 2 | 11 | 68.42 | No | optimal | 0 | None | 31 | 13.02 | 62 | 21666 | 5566 | 44398 | 6 | No | 3 | 1.26 | 6 | 2097 | 1024 | 16947 | 9 | Yes
138 | Oceanside | 33.1959 | -117.3795 | 5000 | 75 | 15 | 5 | TOU_DR | Aiko Solar | 0 | 2 | 1 | Aiko Solar Neostar 2P | 485 | 24.3 | 1.99 | 0.6467 | 6.9444 | 28 | 17 | 748.2 |  | 1928.4 | 21182.9 | 28 | 13.58 | 20950.1 | 8215.9 | 5751.13 | 5477.42 | 2 | 39471.75 | 488.88 | 2 | 14 | 55.72 | No | time_limit_feasible | 17 | 8.245 | 12719.7 | 4988.23 | 3491.76 | 4406.19 | 1 | 33714.72 | 593.64 | 1 | 17 | 33.83 | Yes | optimal | 0 | None | 28 | 12.88 | 61 | 21431 | 5539 | 53130 | 7 | No | 2 | 0.92 | 4 | 1531 | 743 | 16445 | 11 | Yes
139 | Oceanside | 33.1959 | -117.3795 | 10000 | 75 | 15 | 5 | TOU_DR | REC Group | 0 | 2 | 1 | REC Group Alpha Pure | 405 | 21.9 | 1.85 | 0.6333 | 4.8445 | 32 | 27 | 624.8 |  | 1928.4 | 21182.9 | 32 | 12.96 | 19993.7 | 11832.48 | 8282.74 | 5362.3 | 2 | 36290.11 | 334.4 | 4 | 8 | 59.2 | No | time_limit_feasible | 27 | 10.935 | 16869.6 | 9983.66 | 6988.56 | 4975.44 | 2 | 34713.2 | 376.2 | 3 | 9 | 49.95 | Yes | optimal | 0 | None | 32 | 12.96 | 61 | 21581 | 5554 | 40630 | 5 | No | 8 | 3.24 | 15 | 5391 | 2666 | 22807 | 6 | Yes
140 | Oceanside | 33.1959 | -117.3795 | 10000 | 75 | 15 | 5 | TOU_DR | Canadian Solar | 0 | 2 | 1 | Canadian Solar TOPHiKu7 | 720 | 23.2 | 3.11 | 0.6182 | 8.8235 | 22 | 22 | 1110.8 |  | 1928.4 | 21182.9 | 22 | 15.84 | 24436.7 | 2787.84 | 1951.49 | 5877.97 | 1 | 46067.98 | 448.8 | 2 | 11 | 68.42 | No | time_limit_feasible | 22 | 15.84 | 24436.7 | 2787.84 | 1951.49 | 5877.97 | 1 | 46067.98 | 448.8 | 2 | 11 | 68.42 | No | optimal | 0 | None | 31 | 13.02 | 62 | 21667 | 5566 | 44398 | 6 | No | 7 | 2.94 | 14 | 4892 | 2415 | 22675 | 6 | Yes
141 | Oceanside | 33.1959 | -117.3795 | 10000 | 75 | 15 | 5 | TOU_DR | Aiko Solar | 0 | 2 | 1 | Aiko Solar Neostar 2P | 485 | 24.3 | 1.99 | 0.6467 | 6.9444 | 28 | 28 | 748.2 |  | 1928.4 | 21182.9 | 28 | 13.58 | 20950.1 | 8215.9 | 5751.13 | 5477.42 | 2 | 39471.75 | 488.88 | 2 | 14 | 55.72 | No | time_limit_feasible | 28 | 13.58 | 20950.1 | 8215.9 | 5751.13 | 5477.42 | 2 | 39471.75 | 488.88 | 2 | 14 | 55.72 | No | optimal | 0 | None | 28 | 12.88 | 107 | 21431 | 5539 | 53130 | 7 | No | 5 | 2.3 | 18 | 3827 | 1884 | 22138 | 7 | Yes
142 | Oceanside | 33.1959 | -117.3795 | 15000 | 75 | 15 | 5 | TOU_DR | REC Group | 0 | 2 | 1 | REC Group Alpha Pure | 405 | 21.9 | 1.85 | 0.6333 | 4.8445 | 32 | 32 | 624.8 |  | 1928.4 | 21182.9 | 32 | 12.96 | 19993.7 | 11832.48 | 8282.74 | 5362.3 | 2 | 36290.11 | 334.4 | 4 | 8 | 59.2 | No | time_limit_feasible | 32 | 12.96 | 19993.7 | 11832.48 | 8282.74 | 5362.3 | 2 | 36290.11 | 334.4 | 4 | 8 | 59.2 | No | optimal | 0 | None | 32 | 12.96 | 61 | 21587 | 5554 | 40630 | 5 | No | 12 | 4.86 | 23 | 8087 | 4047 | 27886 | 5 | Yes
143 | Oceanside | 33.1959 | -117.3795 | 15000 | 75 | 15 | 5 | TOU_DR | Canadian Solar | 0 | 2 | 1 | Canadian Solar TOPHiKu7 | 720 | 23.2 | 3.11 | 0.6182 | 8.8235 | 22 | 22 | 1110.8 |  | 1928.4 | 21182.9 | 22 | 15.84 | 24436.7 | 2787.84 | 1951.49 | 5877.97 | 1 | 46067.98 | 448.8 | 2 | 11 | 68.42 | No | time_limit_feasible | 18 | 12.96 | 19993.7 | 14930.96 | 10451.67 | 8096.7 | 2 | 59298 | 367.2 | 2 | 9 | 55.98 | Yes | optimal | 18 | Generac PWRcell M6 ×1 | 31 | 13.02 | 62 | 21667 | 5566 | 44398 | 6 | No | 11 | 4.62 | 22 | 7688 | 3840 | 28404 | 5 | Yes
144 | Oceanside | 33.1959 | -117.3795 | 15000 | 75 | 15 | 5 | TOU_DR | Aiko Solar | 0 | 2 | 1 | Aiko Solar Neostar 2P | 485 | 24.3 | 1.99 | 0.6467 | 6.9444 | 28 | 28 | 748.2 |  | 1928.4 | 21182.9 | 28 | 13.58 | 20950.1 | 8215.9 | 5751.13 | 5477.42 | 2 | 39471.75 | 488.88 | 2 | 14 | 55.72 | No | time_limit_feasible | 28 | 13.58 | 20950.1 | 8215.9 | 5751.13 | 5477.42 | 2 | 39471.75 | 488.88 | 2 | 14 | 55.72 | No | optimal | 0 | None | 28 | 12.88 | 107 | 21431 | 5539 | 53130 | 7 | No | 8 | 3.68 | 30 | 6123 | 3037 | 27830 | 6 | Yes
145 | Oceanside | 33.1959 | -117.3795 | 5000 | 150 | 15 | 10 | TOU_DR | REC Group | 0 | 2 | 1 | REC Group Alpha Pure | 405 | 21.9 | 1.85 | 0.6333 | 4.8445 | 72 | 13 | 624.8 |  | 1928.4 | 21182.9 | 72 | 29.16 | 44985.7 | 26623.08 | 18636.16 | 7983.39 | 3 | 44482.6 | 376.2 | 8 | 9 | 133.2 | No | time_limit_feasible | 13 | 5.265 | 8122.4 | 4806.95 | 3364.86 | 3523.86 | 1 | 26859.87 | 543.4 | 1 | 13 | 24.05 | No | optimal | 0 | None | 32 | 12.96 | 61 | 21593 | 5554 | 40630 | 5 | No | 4 | 1.62 | 8 | 2696 | 1321 | 17729 | 8 | Yes
146 | Oceanside | 33.1959 | -117.3795 | 5000 | 150 | 15 | 10 | TOU_DR | Canadian Solar | 0 | 2 | 1 | Canadian Solar TOPHiKu7 | 720 | 23.2 | 3.11 | 0.6182 | 8.8235 | 44 | 39 | 1110.8 |  | 1928.4 | 21182.9 | 44 | 31.68 | 48873.4 | 5575.68 | 3902.98 | 8368.55 | 1 | 61469.87 | 448.8 | 4 | 11 | 136.84 | No | time_limit_feasible | 39 | 28.08 | 43319.6 | 4942.08 | 3459.46 | 7817.77 | 1 | 58110.82 | 530.4 | 3 | 13 | 121.29 | Yes | optimal | 0 | None | 31 | 13.02 | 62 | 21667 | 5566 | 44398 | 6 | No | 3 | 1.26 | 6 | 2097 | 1024 | 16947 | 9 | Yes
147 | Oceanside | 33.1959 | -117.3795 | 5000 | 150 | 15 | 10 | TOU_DR | Aiko Solar | 0 | 2 | 1 | Aiko Solar Neostar 2P | 485 | 24.3 | 1.99 | 0.6467 | 6.9444 | 70 | 17 | 748.2 |  | 1928.4 | 21182.9 | 70 | 33.95 | 52375.3 | 20539.75 | 14377.82 | 8714.51 | 2 | 53525.03 | 349.2 | 7 | 10 | 139.3 | No | time_limit_feasible | 17 | 8.245 | 12719.7 | 4988.23 | 3491.76 | 4406.19 | 1 | 33714.72 | 593.64 | 1 | 17 | 33.83 | Yes | optimal | 0 | None | 28 | 12.88 | 61 | 21431 | 5539 | 53130 | 7 | No | 2 | 0.92 | 4 | 1531 | 743 | 16445 | 11 | Yes
148 | Oceanside | 33.1959 | -117.3795 | 10000 | 150 | 15 | 10 | TOU_DR | REC Group | 0 | 2 | 1 | REC Group Alpha Pure | 405 | 21.9 | 1.85 | 0.6333 | 4.8445 | 72 | 27 | 624.8 |  | 1928.4 | 21182.9 | 72 | 29.16 | 44985.7 | 26623.08 | 18636.16 | 7983.39 | 3 | 44482.6 | 376.2 | 8 | 9 | 133.2 | No | time_limit_feasible | 27 | 10.935 | 16869.6 | 9983.66 | 6988.56 | 4975.44 | 2 | 34713.2 | 376.2 | 3 | 9 | 49.95 | Yes | optimal | 0 | None | 32 | 12.96 | 61 | 21593 | 5554 | 40630 | 5 | No | 8 | 3.24 | 15 | 5391 | 2666 | 22807 | 6 | Yes
149 | Oceanside | 33.1959 | -117.3795 | 10000 | 150 | 15 | 10 | TOU_DR | Canadian Solar | 0 | 2 | 1 | Canadian Solar TOPHiKu7 | 720 | 23.2 | 3.11 | 0.6182 | 8.8235 | 44 | 44 | 1110.8 |  | 1928.4 | 21182.9 | 44 | 31.68 | 48873.4 | 5575.68 | 3902.98 | 8368.55 | 1 | 61469.87 | 448.8 | 4 | 11 | 136.84 | No | time_limit_feasible | 44 | 31.68 | 48873.4 | 5575.68 | 3902.98 | 8368.55 | 1 | 61469.87 | 448.8 | 4 | 11 | 136.84 | No | optimal | 0 | None | 31 | 13.02 | 62 | 21666 | 5566 | 44398 | 6 | No | 7 | 2.94 | 14 | 4892 | 2415 | 22675 | 6 | Yes
150 | Oceanside | 33.1959 | -117.3795 | 10000 | 150 | 15 | 10 | TOU_DR | Aiko Solar | 0 | 2 | 1 | Aiko Solar Neostar 2P | 485 | 24.3 | 1.99 | 0.6467 | 6.9444 | 70 | 34 | 748.2 |  | 1928.4 | 21182.9 | 70 | 33.95 | 52375.3 | 20539.75 | 14377.82 | 8714.51 | 2 | 53525.03 | 349.2 | 7 | 10 | 139.3 | No | time_limit_feasible | 34 | 16.49 | 25439.5 | 9976.45 | 6983.52 | 5988.47 | 2 | 41931.09 | 593.64 | 2 | 17 | 67.66 | Yes | optimal | 0 | None | 28 | 12.88 | 107 | 21431 | 5539 | 53130 | 7 | No | 5 | 2.3 | 18 | 3827 | 1884 | 22138 | 7 | Yes
151 | Oceanside | 33.1959 | -117.3795 | 15000 | 150 | 15 | 10 | TOU_DR | REC Group | 0 | 2 | 1 | REC Group Alpha Pure | 405 | 21.9 | 1.85 | 0.6333 | 4.8445 | 72 | 40 | 624.8 |  | 1928.4 | 21182.9 | 72 | 29.16 | 44985.7 | 26623.08 | 18636.16 | 7983.39 | 3 | 44482.6 | 376.2 | 8 | 9 | 133.2 | No | time_limit_feasible | 40 | 16.2 | 24992.1 | 14790.6 | 10353.42 | 5939.42 | 2 | 38422.37 | 418 | 4 | 10 | 74 | Yes | optimal | 0 | None | 32 | 12.96 | 112 | 21587 | 5554 | 40630 | 5 | No | 12 | 4.86 | 38 | 8087 | 4047 | 27886 | 5 | Yes
152 | Oceanside | 33.1959 | -117.3795 | 15000 | 150 | 15 | 10 | TOU_DR | Canadian Solar | 0 | 2 | 1 | Canadian Solar TOPHiKu7 | 720 | 23.2 | 3.11 | 0.6182 | 8.8235 | 44 | 44 | 1110.8 |  | 1928.4 | 21182.9 | 44 | 31.68 | 48873.4 | 5575.68 | 3902.98 | 8368.55 | 1 | 61469.87 | 448.8 | 4 | 11 | 136.84 | No | time_limit_feasible | 44 | 31.68 | 48873.4 | 14925.68 | 10447.98 | 9181.67 | 2 | 62479.79 | 448.8 | 4 | 11 | 136.84 | Yes | optimal | 5 | Enphase IQ Battery 5P ×1 | 31 | 13.02 | 62 | 21667 | 5566 | 44398 | 6 | No | 11 | 4.62 | 22 | 7688 | 3840 | 28404 | 5 | Yes
153 | Oceanside | 33.1959 | -117.3795 | 15000 | 150 | 15 | 10 | TOU_DR | Aiko Solar | 0 | 2 | 1 | Aiko Solar Neostar 2P | 485 | 24.3 | 1.99 | 0.6467 | 6.9444 | 70 | 51 | 748.2 |  | 1928.4 | 21182.9 | 70 | 33.95 | 52375.3 | 20539.75 | 14377.82 | 8714.51 | 2 | 53525.03 | 349.2 | 7 | 10 | 139.3 | No | time_limit_feasible | 51 | 24.735 | 38159.2 | 14964.68 | 10475.27 | 7302.73 | 2 | 47656.22 | 593.64 | 3 | 17 | 101.49 | Yes | optimal | 0 | None | 28 | 12.88 | 61 | 21431 | 5539 | 53130 | 7 | No | 8 | 3.68 | 17 | 6123 | 3037 | 27830 | 6 | Yes
154 | Oceanside | 33.1959 | -117.3795 | 5000 | 225 | 15 | 15 | TOU_DR | REC Group | 0 | 2 | 1 | REC Group Alpha Pure | 405 | 21.9 | 1.85 | 0.6333 | 4.8445 | 112 | 13 | 624.8 |  | 1928.4 | 21182.9 | 112 | 45.36 | 69977.8 | 41413.68 | 28989.58 | 10442.56 | 3 | 51165.79 | 334.4 | 14 | 8 | 207.2 | No | time_limit_feasible | 13 | 5.265 | 8122.4 | 4806.95 | 3364.86 | 3523.86 | 1 | 26859.87 | 543.4 | 1 | 13 | 24.05 | No | optimal | 0 | None | 32 | 12.96 | 61 | 21587 | 5554 | 40630 | 5 | No | 4 | 1.62 | 8 | 2696 | 1321 | 17729 | 8 | Yes
155 | Oceanside | 33.1959 | -117.3795 | 5000 | 225 | 15 | 15 | TOU_DR | Canadian Solar | 0 | 2 | 1 | Canadian Solar TOPHiKu7 | 720 | 23.2 | 3.11 | 0.6182 | 8.8235 | 66 | 39 | 1110.8 |  | 1928.4 | 21182.9 | 66 | 47.52 | 73310.1 | 8363.52 | 5854.46 | 10768.33 | 1 | 76030.65 | 448.8 | 6 | 11 | 205.26 | No | time_limit_feasible | 39 | 28.08 | 43319.6 | 4942.08 | 3459.46 | 7817.77 | 1 | 58110.82 | 530.4 | 3 | 13 | 121.29 | Yes | optimal | 0 | None | 31 | 13.02 | 62 | 21666 | 5566 | 44398 | 6 | No | 3 | 1.26 | 6 | 2097 | 1024 | 16947 | 9 | Yes
156 | Oceanside | 33.1959 | -117.3795 | 5000 | 225 | 15 | 15 | TOU_DR | Aiko Solar | 0 | 2 | 1 | Aiko Solar Neostar 2P | 485 | 24.3 | 1.99 | 0.6467 | 6.9444 | 98 | 17 | 748.2 |  | 1928.4 | 21182.9 | 98 | 47.53 | 73325.5 | 28755.65 | 20128.96 | 10769.84 | 2 | 61940.12 | 488.88 | 7 | 14 | 195.02 | No | time_limit_feasible | 17 | 8.245 | 12719.7 | 4988.23 | 3491.76 | 4406.19 | 1 | 33714.72 | 593.64 | 1 | 17 | 33.83 | Yes | optimal | 0 | None | 28 | 12.88 | 61 | 21431 | 5539 | 53130 | 7 | No | 2 | 0.92 | 4 | 1531 | 743 | 16445 | 11 | Yes
157 | Oceanside | 33.1959 | -117.3795 | 10000 | 225 | 15 | 15 | TOU_DR | REC Group | 0 | 2 | 1 | REC Group Alpha Pure | 405 | 21.9 | 1.85 | 0.6333 | 4.8445 | 112 | 27 | 624.8 |  | 1928.4 | 21182.9 | 112 | 45.36 | 69977.8 | 41413.68 | 28989.58 | 10442.56 | 3 | 51165.79 | 334.4 | 14 | 8 | 207.2 | No | time_limit_feasible | 27 | 10.935 | 16869.6 | 9983.66 | 6988.56 | 4975.44 | 2 | 34713.2 | 376.2 | 3 | 9 | 49.95 | Yes | optimal | 0 | None
158 | Oceanside | 33.1959 | -117.3795 | 10000 | 225 | 15 | 15 | TOU_DR | Canadian Solar | 0 | 2 | 1 | Canadian Solar TOPHiKu7 | 720 | 23.2 | 3.11 | 0.6182 | 8.8235 | 66 | 66 | 1110.8 |  | 1928.4 | 21182.9 | 66 | 47.52 | 73310.1 | 21013.52 | 14709.46 | 13466.42 | 2 | 92322.01 | 448.8 | 6 | 11 | 205.26 | No | time_limit_feasible | 66 | 47.52 | 73310.1 | 8363.52 | 5854.46 | 10768.33 | 1 | 76030.65 | 448.8 | 6 | 11 | 205.26 | No | optimal | 0 | None | 31 | 13.02 | 62 | 21667 | 5566 | 44398 | 6 | No | 7 | 2.94 | 14 | 4892 | 2415 | 22675 | 6 | Yes
159 | Oceanside | 33.1959 | -117.3795 | 10000 | 225 | 15 | 15 | TOU_DR | Aiko Solar | 0 | 2 | 1 | Aiko Solar Neostar 2P | 485 | 24.3 | 1.99 | 0.6467 | 6.9444 | 98 | 34 | 748.2 |  | 1928.4 | 21182.9 | 98 | 47.53 | 73325.5 | 28755.65 | 20128.96 | 10769.84 | 2 | 61940.12 | 488.88 | 7 | 14 | 195.02 | No | time_limit_feasible | 34 | 16.49 | 25439.5 | 9976.45 | 6983.52 | 5988.47 | 2 | 41931.09 | 593.64 | 2 | 17 | 67.66 | Yes | optimal | 0 | None | 28 | 12.88 | 61 | 21431 | 5539 | 53130 | 7 | No | 5 | 2.3 | 11 | 3827 | 1884 | 22138 | 7 | Yes
160 | Oceanside | 33.1959 | -117.3795 | 15000 | 225 | 15 | 15 | TOU_DR | REC Group | 0 | 2 | 1 | REC Group Alpha Pure | 405 | 21.9 | 1.85 | 0.6333 | 4.8445 | 112 | 40 | 624.8 |  | 1928.4 | 21182.9 | 112 | 45.36 | 69977.8 | 41413.68 | 28989.58 | 10442.56 | 3 | 51165.79 | 334.4 | 14 | 8 | 207.2 | No | time_limit_feasible | 40 | 16.2 | 24992.1 | 14790.6 | 10353.42 | 5939.42 | 2 | 38422.37 | 418 | 4 | 10 | 74 | Yes | optimal | 0 | None | 32 | 12.96 | 122 | 21587 | 5554 | 40630 | 5 | No | 12 | 4.86 | 46 | 8087 | 4047 | 27886 | 5 | Yes
161 | Oceanside | 33.1959 | -117.3795 | 15000 | 225 | 15 | 15 | TOU_DR | Canadian Solar | 0 | 2 | 1 | Canadian Solar TOPHiKu7 | 720 | 23.2 | 3.11 | 0.6182 | 8.8235 | 66 | 66 | 1110.8 |  | 1928.4 | 21182.9 | 66 | 47.52 | 73310.1 | 8363.52 | 5854.46 | 10768.33 | 1 | 76030.65 | 448.8 | 6 | 11 | 205.26 | No | time_limit_feasible | 66 | 47.52 | 73310.1 | 8363.52 | 5854.46 | 10768.33 | 1 | 76030.65 | 448.8 | 6 | 11 | 205.26 | No | optimal | 0 | None | 31 | 13.02 | 122 | 21666 | 5566 | 44398 | 6 | No | 11 | 4.62 | 33 | 7688 | 3840 | 28404 | 5 | Yes
162 | Oceanside | 33.1959 | -117.3795 | 15000 | 225 | 15 | 15 | TOU_DR | Aiko Solar | 0 | 2 | 1 | Aiko Solar Neostar 2P | 485 | 24.3 | 1.99 | 0.6467 | 6.9444 | 98 | 51 | 748.2 |  | 1928.4 | 21182.9 | 98 | 47.53 | 73325.5 | 28755.65 | 20128.96 | 10769.84 | 2 | 61940.12 | 488.88 | 7 | 14 | 195.02 | No | time_limit_feasible | 51 | 24.735 | 38159.2 | 14964.68 | 10475.27 | 7302.73 | 2 | 47656.22 | 593.64 | 3 | 17 | 101.49 | Yes | optimal | 0 | None | 28 | 12.88 | 107 | 21431 | 5539 | 53130 | 7 | No | 8 | 3.68 | 30 | 6123 | 3037 | 27830 | 6 | Yes
163 | Coronado | 32.6859 | -117.1831 | 5000 | 25 | 5 | 5 | TOU_DR | REC Group | 0 | 2 | 1 | REC Group Alpha Pure | 405 | 21.9 | 1.85 | 0.6333 | 4.8445 | 8 | 8 | 623.6 |  | 1924.7 | 19555.8 | 8 | 3.24 | 4988.8 | 15608.12 | 10925.68 | 2467.89 | 5 | 10176.89 | 334.4 | 1 | 8 | 14.8 | No | optimal | 8 | 3.24 | 4988.8 | 2958.12 | 2070.68 | 2415.67 | 1 | 18546.87 | 334.4 | 1 | 8 | 14.8 | No | optimal | 0 | None | 8 | 3.24 | 19 | 5391 | 2583 | 10157 | 3 | No | 4 | 1.62 | 10 | 2696 | 1323 | 17729 | 8 | Yes
164 | Coronado | 32.6859 | -117.1831 | 5000 | 25 | 5 | 5 | TOU_DR | Canadian Solar | 0 | 2 | 1 | Canadian Solar TOPHiKu7 | 720 | 23.2 | 3.11 | 0.6182 | 8.8235 | 6 | 6 | 1108.6 |  | 1924.7 | 19555.8 | 6 | 4.32 | 6651.8 | 760.32 | 532.22 | 3022.03 | 1 | 25178.55 | 244.8 | 1 | 6 | 18.66 | No | time_limit_feasible | 6 | 4.32 | 6651.8 | 760.32 | 532.22 | 3022.03 | 1 | 25178.55 | 244.8 | 1 | 6 | 18.66 | No | optimal | 0 | None | 8 | 3.36 | 17 | 5591 | 2661 | 11458 | 3 | No | 3 | 1.26 | 6 | 2097 | 1026 | 16947 | 9 | Yes
165 | Coronado | 32.6859 | -117.1831 | 5000 | 25 | 5 | 5 | TOU_DR | Aiko Solar | 0 | 2 | 1 | Aiko Solar Neostar 2P | 485 | 24.3 | 1.99 | 0.6467 | 6.9444 | 8 | 8 | 746.8 |  | 1924.7 | 19555.8 | 8 | 3.88 | 5974.3 | 2347.4 | 1643.18 | 2801.97 | 1 | 22239.63 | 279.36 | 1 | 8 | 15.92 | No | time_limit_feasible | 8 | 3.88 | 5974.3 | 2347.4 | 1643.18 | 2801.97 | 1 | 22239.63 | 279.36 | 1 | 8 | 15.92 | No | optimal | 0 | None | 8 | 3.68 | 22 | 6123 | 2854 | 15180 | 4 | No | 2 | 0.92 | 6 | 1531 | 745 | 16445 | 11 | Yes
166 | Coronado | 32.6859 | -117.1831 | 10000 | 25 | 5 | 5 | TOU_DR | REC Group | 0 | 2 | 1 | REC Group Alpha Pure | 405 | 21.9 | 1.85 | 0.6333 | 4.8445 | 8 | 8 | 623.6 |  | 1924.7 | 19555.8 | 8 | 3.24 | 4988.8 | 15608.12 | 10925.68 | 2467.89 | 5 | 10176.89 | 334.4 | 1 | 8 | 14.8 | No | optimal | 8 | 3.24 | 4988.8 | 2958.12 | 2070.68 | 2415.67 | 1 | 18546.87 | 334.4 | 1 | 8 | 14.8 | No | optimal | 0 | None | 8 | 3.24 | 34 | 5391 | 2583 | 10157 | 3 | No | 8 | 3.24 | 34 | 5391 | 2671 | 22807 | 6 | No
167 | Coronado | 32.6859 | -117.1831 | 10000 | 25 | 5 | 5 | TOU_DR | Canadian Solar | 0 | 2 | 1 | Canadian Solar TOPHiKu7 | 720 | 23.2 | 3.11 | 0.6182 | 8.8235 | 6 | 6 | 1108.6 |  | 1924.7 | 19555.8 | 6 | 4.32 | 6651.8 | 760.32 | 532.22 | 3022.03 | 1 | 25178.55 | 244.8 | 1 | 6 | 18.66 | No | time_limit_feasible | 6 | 4.32 | 6651.8 | 760.32 | 532.22 | 3022.03 | 1 | 25178.55 | 244.8 | 1 | 6 | 18.66 | No | optimal | 0 | None | 8 | 3.36 | 25 | 5591 | 2661 | 11458 | 3 | No | 7 | 2.94 | 22 | 4892 | 2419 | 22675 | 6 | Yes
168 | Coronado | 32.6859 | -117.1831 | 10000 | 25 | 5 | 5 | TOU_DR | Aiko Solar | 0 | 2 | 1 | Aiko Solar Neostar 2P | 485 | 24.3 | 1.99 | 0.6467 | 6.9444 | 8 | 8 | 746.8 |  | 1924.7 | 19555.8 | 8 | 3.88 | 5974.3 | 2347.4 | 1643.18 | 2801.97 | 1 | 22239.63 | 279.36 | 1 | 8 | 15.92 | No | time_limit_feasible | 8 | 3.88 | 5974.3 | 2347.4 | 1643.18 | 2801.97 | 1 | 22239.63 | 279.36 | 1 | 8 | 15.92 | No | optimal | 0 | None | 8 | 3.68 | 24 | 6123 | 2854 | 15180 | 4 | No | 5 | 2.3 | 15 | 3827 | 1886 | 22138 | 7 | Yes
169 | Coronado | 32.6859 | -117.1831 | 15000 | 25 | 5 | 5 | TOU_DR | REC Group | 0 | 2 | 1 | REC Group Alpha Pure | 405 | 21.9 | 1.85 | 0.6333 | 4.8445 | 8 | 8 | 623.6 |  | 1924.7 | 19555.8 | 8 | 3.24 | 4988.8 | 15608.12 | 10925.68 | 2467.89 | 5 | 10176.89 | 334.4 | 1 | 8 | 14.8 | No | optimal | 8 | 3.24 | 4988.8 | 12308.12 | 8615.68 | 2464.65 | 4 | 12458.21 | 334.4 | 1 | 8 | 14.8 | No | optimal | 5 | Enphase IQ Battery 5P ×1 | 8 | 3.24 | 33 | 5391 | 2583 | 10157 | 3 | No | 8 | 3.24 | 28 | 5391 | 2671 | 22807 | 6 | No
170 | Coronado | 32.6859 | -117.1831 | 15000 | 25 | 5 | 5 | TOU_DR | Canadian Solar | 0 | 2 | 1 | Canadian Solar TOPHiKu7 | 720 | 23.2 | 3.11 | 0.6182 | 8.8235 | 6 | 6 | 1108.6 |  | 1924.7 | 19555.8 | 6 | 4.32 | 6651.8 | 760.32 | 532.22 | 3022.03 | 1 | 25178.55 | 244.8 | 1 | 6 | 18.66 | No | time_limit_feasible | 6 | 4.32 | 6651.8 | 13410.32 | 9387.22 | 3311.66 | 3 | 19008.78 | 244.8 | 1 | 6 | 18.66 | No | optimal | 18 | Generac PWRcell M6 ×1 | 8 | 3.36 | 28 | 5591 | 2661 | 11458 | 3 | No | 8 | 3.36 | 28 | 5591 | 2773 | 24108 | 6 | No
171 | Coronado | 32.6859 | -117.1831 | 15000 | 25 | 5 | 5 | TOU_DR | Aiko Solar | 0 | 2 | 1 | Aiko Solar Neostar 2P | 485 | 24.3 | 1.99 | 0.6467 | 6.9444 | 8 | 8 | 746.8 |  | 1924.7 | 19555.8 | 8 | 3.88 | 5974.3 | 2347.4 | 1643.18 | 2801.97 | 1 | 22239.63 | 279.36 | 1 | 8 | 15.92 | No | time_limit_feasible | 8 | 3.88 | 5974.3 | 14997.4 | 10498.18 | 2965.82 | 4 | 14905.51 | 279.36 | 1 | 8 | 15.92 | Yes | optimal | 18 | Generac PWRcell M6 ×1 | 8 | 3.68 | 31 | 6123 | 2854 | 15180 | 4 | No | 8 | 3.68 | 31 | 6123 | 3044 | 27830 | 6 | No
172 | Coronado | 32.6859 | -117.1831 | 5000 | 50 | 5 | 10 | TOU_DR | REC Group | 0 | 2 | 1 | REC Group Alpha Pure | 405 | 21.9 | 1.85 | 0.6333 | 4.8445 | 20 | 13 | 623.6 |  | 1924.7 | 19555.8 | 20 | 8.1 | 12472.1 | 20045.3 | 14031.71 | 6229.14 | 3 | 40449.46 | 418 | 2 | 10 | 37 | No | time_limit_feasible | 13 | 5.265 | 8106.8 | 4806.95 | 3364.86 | 3400.13 | 1 | 25706.61 | 543.4 | 1 | 13 | 24.05 | No | optimal | 0 | None | 20 | 8.1 | 41 | 13478 | 4321 | 25394 | 4 | No | 4 | 1.62 | 8 | 2696 | 1323 | 17729 | 8 | Yes
173 | Coronado | 32.6859 | -117.1831 | 5000 | 50 | 5 | 10 | TOU_DR | Canadian Solar | 0 | 2 | 1 | Canadian Solar TOPHiKu7 | 720 | 23.2 | 3.11 | 0.6182 | 8.8235 | 14 | 14 | 1108.6 |  | 1924.7 | 19555.8 | 14 | 10.08 | 15520.8 | 1774.08 | 1241.86 | 4587.47 | 1 | 36903.16 | 285.6 | 2 | 7 | 43.54 | No | time_limit_feasible | 14 | 10.08 | 15520.8 | 1774.08 | 1241.86 | 4587.47 | 1 | 36903.16 | 285.6 | 2 | 7 | 43.54 | No | optimal | 0 | None | 20 | 8.4 | 43 | 13978 | 4389 | 28644 | 5 | No | 3 | 1.26 | 6 | 2097 | 1026 | 16947 | 9 | Yes
174 | Coronado | 32.6859 | -117.1831 | 5000 | 50 | 5 | 10 | TOU_DR | Aiko Solar | 0 | 2 | 1 | Aiko Solar Neostar 2P | 485 | 24.3 | 1.99 | 0.6467 | 6.9444 | 20 | 17 | 746.8 |  | 1924.7 | 19555.8 | 20 | 9.7 | 14935.7 | 31168.5 | 21817.95 | 7393.83 | 3 | 42743.87 | 349.2 | 2 | 10 | 39.8 | No | time_limit_feasible | 17 | 8.245 | 12695.3 | 4988.23 | 3491.76 | 4209.53 | 1 | 31890.68 | 593.64 | 1 | 17 | 33.83 | Yes | optimal | 0 | None | 20 | 9.2 | 47 | 15308 | 4563 | 37950 | 6 | No | 2 | 0.92 | 5 | 1531 | 745 | 16445 | 11 | Yes
175 | Coronado | 32.6859 | -117.1831 | 10000 | 50 | 5 | 10 | TOU_DR | REC Group | 0 | 2 | 1 | REC Group Alpha Pure | 405 | 21.9 | 1.85 | 0.6333 | 4.8445 | 20 | 20 | 623.6 |  | 1924.7 | 19555.8 | 20 | 8.1 | 12472.1 | 20045.3 | 14031.71 | 6229.14 | 3 | 40449.46 | 418 | 2 | 10 | 37 | No | time_limit_feasible | 20 | 8.1 | 12472.1 | 7395.3 | 5176.71 | 4177.55 | 2 | 30117.14 | 418 | 2 | 10 | 37 | No | optimal | 0 | None | 20 | 8.1 | 41 | 13478 | 4321 | 25394 | 4 | No | 8 | 3.24 | 16 | 5391 | 2671 | 22807 | 6 | Yes
176 | Coronado | 32.6859 | -117.1831 | 10000 | 50 | 5 | 10 | TOU_DR | Canadian Solar | 0 | 2 | 1 | Canadian Solar TOPHiKu7 | 720 | 23.2 | 3.11 | 0.6182 | 8.8235 | 14 | 14 | 1108.6 |  | 1924.7 | 19555.8 | 14 | 10.08 | 15520.8 | 1774.08 | 1241.86 | 4587.47 | 1 | 36903.16 | 285.6 | 2 | 7 | 43.54 | No | time_limit_feasible | 14 | 10.08 | 15520.8 | 1774.08 | 1241.86 | 4587.47 | 1 | 36903.16 | 285.6 | 2 | 7 | 43.54 | No | optimal | 0 | None | 20 | 8.4 | 73 | 13978 | 4389 | 28644 | 5 | No | 7 | 2.94 | 25 | 4892 | 2419 | 22675 | 6 | Yes
177 | Coronado | 32.6859 | -117.1831 | 10000 | 50 | 5 | 10 | TOU_DR | Aiko Solar | 0 | 2 | 1 | Aiko Solar Neostar 2P | 485 | 24.3 | 1.99 | 0.6467 | 6.9444 | 20 | 20 | 746.8 |  | 1924.7 | 19555.8 | 20 | 9.7 | 14935.7 | 18518.5 | 12962.95 | 7098.23 | 2 | 48830.06 | 349.2 | 2 | 10 | 39.8 | No | time_limit_feasible | 20 | 9.7 | 14935.7 | 5868.5 | 4107.95 | 4512.7 | 1 | 33564.06 | 349.2 | 2 | 10 | 39.8 | No | optimal | 0 | None | 20 | 9.2 | 47 | 15308 | 4563 | 37950 | 6 | No | 5 | 2.3 | 12 | 3827 | 1886 | 22138 | 7 | Yes
178 | Coronado | 32.6859 | -117.1831 | 15000 | 50 | 5 | 10 | TOU_DR | REC Group | 0 | 2 | 1 | REC Group Alpha Pure | 405 | 21.9 | 1.85 | 0.6333 | 4.8445 | 20 | 20 | 623.6 |  | 1924.7 | 19555.8 | 20 | 8.1 | 12472.1 | 20045.3 | 14031.71 | 6229.14 | 3 | 40449.46 | 418 | 2 | 10 | 37 | No | time_limit_feasible | 15 | 6.075 | 9354 | 14896.48 | 10427.53 | 4419.69 | 3 | 27862.97 | 209 | 3 | 5 | 27.75 | Yes | optimal | 5 | Enphase IQ Battery 5P ×1 | 20 | 8.1 | 74 | 13478 | 4321 | 25394 | 4 | No | 12 | 4.86 | 44 | 8087 | 4059 | 27886 | 5 | Yes
179 | Coronado | 32.6859 | -117.1831 | 15000 | 50 | 5 | 10 | TOU_DR | Canadian Solar | 0 | 2 | 1 | Canadian Solar TOPHiKu7 | 720 | 23.2 | 3.11 | 0.6182 | 8.8235 | 14 | 14 | 1108.6 |  | 1924.7 | 19555.8 | 14 | 10.08 | 15520.8 | 1774.08 | 1241.86 | 4587.47 | 1 | 36903.16 | 285.6 | 2 | 7 | 43.54 | No | time_limit_feasible | 14 | 10.08 | 15520.8 | 14424.08 | 10096.86 | 7245.52 | 2 | 52805.96 | 285.6 | 2 | 7 | 43.54 | No | optimal | 18 | Generac PWRcell M6 ×1 | 20 | 8.4 | 75 | 13978 | 4389 | 28644 | 5 | No | 11 | 4.62 | 39 | 7688 | 3852 | 28404 | 5 | Yes
180 | Coronado | 32.6859 | -117.1831 | 15000 | 50 | 5 | 10 | TOU_DR | Aiko Solar | 0 | 2 | 1 | Aiko Solar Neostar 2P | 485 | 24.3 | 1.99 | 0.6467 | 6.9444 | 20 | 20 | 746.8 |  | 1924.7 | 19555.8 | 20 | 9.7 | 14935.7 | 31168.5 | 21817.95 | 7393.83 | 3 | 42743.87 | 349.2 | 2 | 10 | 39.8 | No | time_limit_feasible | 19 | 9.215 | 14188.9 | 14925.08 | 10447.55 | 5233.76 | 2 | 34108.11 | 663.48 | 1 | 19 | 37.81 | Yes | optimal | 5 | Enphase IQ Battery 5P ×1 | 20 | 9.2 | 47 | 15308 | 4563 | 37950 | 6 | No | 8 | 3.68 | 19 | 6123 | 3044 | 27830 | 6 | Yes
181 | Coronado | 32.6859 | -117.1831 | 5000 | 75 | 5 | 15 | TOU_DR | REC Group | 0 | 2 | 1 | REC Group Alpha Pure | 405 | 21.9 | 1.85 | 0.6333 | 4.8445 | 32 | 13 | 623.6 |  | 1924.7 | 19555.8 | 32 | 12.96 | 19955.3 | 11832.48 | 8282.74 | 5130.74 | 2 | 34135.55 | 334.4 | 4 | 8 | 59.2 | No | time_limit_feasible | 13 | 5.265 | 8106.8 | 4806.95 | 3364.86 | 3400.13 | 1 | 25706.61 | 543.4 | 1 | 13 | 24.05 | No | optimal | 0 | None | 30 | 12.15 | 62 | 20217 | 5165 | 38090 | 5 | No | 4 | 1.62 | 8 | 2696 | 1323 | 17729 | 8 | Yes
182 | Coronado | 32.6859 | -117.1831 | 5000 | 75 | 5 | 15 | TOU_DR | Canadian Solar | 0 | 2 | 1 | Canadian Solar TOPHiKu7 | 720 | 23.2 | 3.11 | 0.6182 | 8.8235 | 22 | 22 | 1108.6 |  | 1924.7 | 19555.8 | 22 | 15.84 | 24389.8 | 2787.84 | 1951.49 | 5628.21 | 1 | 43760.84 | 448.8 | 2 | 11 | 68.42 | No | time_limit_feasible | 22 | 15.84 | 24389.8 | 2787.84 | 1951.49 | 5628.21 | 1 | 43760.84 | 448.8 | 2 | 11 | 68.42 | No | optimal | 0 | None | 28 | 11.76 | 60 | 19565 | 5089 | 40102 | 6 | No | 3 | 1.26 | 6 | 2097 | 1026 | 16947 | 9 | Yes
183 | Coronado | 32.6859 | -117.1831 | 5000 | 75 | 5 | 15 | TOU_DR | Aiko Solar | 0 | 2 | 1 | Aiko Solar Neostar 2P | 485 | 24.3 | 1.99 | 0.6467 | 6.9444 | 28 | 17 | 746.8 |  | 1924.7 | 19555.8 | 28 | 13.58 | 20909.9 | 8215.9 | 5751.13 | 5241.58 | 2 | 37287.37 | 488.88 | 2 | 14 | 55.72 | No | time_limit_feasible | 17 | 8.245 | 12695.3 | 4988.23 | 3491.76 | 4209.53 | 1 | 31890.68 | 593.64 | 1 | 17 | 33.83 | Yes | optimal | 0 | None | 26 | 11.96 | 61 | 19890 | 5128 | 49335 | 7 | No | 2 | 0.92 | 5 | 1531 | 745 | 16445 | 11 | Yes
184 | Coronado | 32.6859 | -117.1831 | 10000 | 75 | 5 | 15 | TOU_DR | REC Group | 0 | 2 | 1 | REC Group Alpha Pure | 405 | 21.9 | 1.85 | 0.6333 | 4.8445 | 32 | 27 | 623.6 |  | 1924.7 | 19555.8 | 32 | 12.96 | 19955.3 | 11832.48 | 8282.74 | 5130.74 | 2 | 34135.55 | 334.4 | 4 | 8 | 59.2 | No | time_limit_feasible | 27 | 10.935 | 16837.3 | 9983.66 | 6988.56 | 4752.49 | 2 | 32637.61 | 376.2 | 3 | 9 | 49.95 | Yes | optimal | 0 | None | 30 | 12.15 | 62 | 20217 | 5165 | 38090 | 5 | No | 8 | 3.24 | 16 | 5391 | 2671 | 22807 | 6 | Yes
185 | Coronado | 32.6859 | -117.1831 | 10000 | 75 | 5 | 15 | TOU_DR | Canadian Solar | 0 | 2 | 1 | Canadian Solar TOPHiKu7 | 720 | 23.2 | 3.11 | 0.6182 | 8.8235 | 22 | 22 | 1108.6 |  | 1924.7 | 19555.8 | 22 | 15.84 | 24389.8 | 2787.84 | 1951.49 | 5628.21 | 1 | 43760.84 | 448.8 | 2 | 11 | 68.42 | No | time_limit_feasible | 22 | 15.84 | 24389.8 | 2787.84 | 1951.49 | 5628.21 | 1 | 43760.84 | 448.8 | 2 | 11 | 68.42 | No | optimal | 0 | None | 28 | 11.76 | 60 | 19567 | 5089 | 40102 | 6 | No | 7 | 2.94 | 15 | 4892 | 2419 | 22675 | 6 | Yes
186 | Coronado | 32.6859 | -117.1831 | 10000 | 75 | 5 | 15 | TOU_DR | Aiko Solar | 0 | 2 | 1 | Aiko Solar Neostar 2P | 485 | 24.3 | 1.99 | 0.6467 | 6.9444 | 28 | 28 | 746.8 |  | 1924.7 | 19555.8 | 28 | 13.58 | 20909.9 | 8215.9 | 5751.13 | 5241.58 | 2 | 37287.37 | 488.88 | 2 | 14 | 55.72 | No | time_limit_feasible | 28 | 13.58 | 20909.9 | 8215.9 | 5751.13 | 5241.58 | 2 | 37287.37 | 488.88 | 2 | 14 | 55.72 | No | optimal | 0 | None | 26 | 11.96 | 61 | 19890 | 5128 | 49335 | 7 | No | 5 | 2.3 | 10 | 3827 | 1886 | 22138 | 7 | Yes
187 | Coronado | 32.6859 | -117.1831 | 15000 | 75 | 5 | 15 | TOU_DR | REC Group | 0 | 2 | 1 | REC Group Alpha Pure | 405 | 21.9 | 1.85 | 0.6333 | 4.8445 | 32 | 32 | 623.6 |  | 1924.7 | 19555.8 | 32 | 12.96 | 19955.3 | 11832.48 | 8282.74 | 5130.74 | 2 | 34135.55 | 334.4 | 4 | 8 | 59.2 | No | time_limit_feasible | 32 | 12.96 | 19955.3 | 11832.48 | 8282.74 | 5130.74 | 2 | 34135.55 | 334.4 | 4 | 8 | 59.2 | No | optimal | 0 | None | 30 | 12.15 | 62 | 20217 | 5165 | 38090 | 5 | No | 12 | 4.86 | 25 | 8087 | 4059 | 27886 | 5 | Yes
188 | Coronado | 32.6859 | -117.1831 | 15000 | 75 | 5 | 15 | TOU_DR | Canadian Solar | 0 | 2 | 1 | Canadian Solar TOPHiKu7 | 720 | 23.2 | 3.11 | 0.6182 | 8.8235 | 22 | 22 | 1108.6 |  | 1924.7 | 19555.8 | 22 | 15.84 | 24389.8 | 2787.84 | 1951.49 | 5628.21 | 1 | 43760.84 | 448.8 | 2 | 11 | 68.42 | No | time_limit_feasible | 18 | 12.96 | 19955.3 | 14930.96 | 10451.67 | 7836.7 | 2 | 56902.96 | 367.2 | 2 | 9 | 55.98 | Yes | optimal | 18 | Generac PWRcell M6 ×1 | 28 | 11.76 | 60 | 19571 | 5089 | 40102 | 6 | No | 11 | 4.62 | 24 | 7688 | 3852 | 28404 | 5 | Yes
189 | Coronado | 32.6859 | -117.1831 | 15000 | 75 | 5 | 15 | TOU_DR | Aiko Solar | 0 | 2 | 1 | Aiko Solar Neostar 2P | 485 | 24.3 | 1.99 | 0.6467 | 6.9444 | 28 | 28 | 746.8 |  | 1924.7 | 19555.8 | 28 | 13.58 | 20909.9 | 8215.9 | 5751.13 | 5241.58 | 2 | 37287.37 | 488.88 | 2 | 14 | 55.72 | No | time_limit_feasible | 28 | 13.58 | 20909.9 | 8215.9 | 5751.13 | 5241.58 | 2 | 37287.37 | 488.88 | 2 | 14 | 55.72 | No | optimal | 0 | None | 26 | 11.96 | 61 | 19890 | 5128 | 49335 | 7 | No | 8 | 3.68 | 19 | 6123 | 3044 | 27830 | 6 | Yes
190 | Coronado | 32.6859 | -117.1831 | 5000 | 50 | 10 | 5 | TOU_DR | REC Group | 0 | 2 | 1 | REC Group Alpha Pure | 405 | 21.9 | 1.85 | 0.6333 | 4.8445 | 20 | 13 | 623.6 |  | 1924.7 | 19555.8 | 20 | 8.1 | 12472.1 | 20045.3 | 14031.71 | 6229.14 | 3 | 40449.46 | 418 | 2 | 10 | 37 | No | time_limit_feasible | 13 | 5.265 | 8106.8 | 4806.95 | 3364.86 | 3400.13 | 1 | 25706.61 | 543.4 | 1 | 13 | 24.05 | No | optimal | 0 | None | 20 | 8.1 | 41 | 13478 | 4321 | 25394 | 4 | No | 4 | 1.62 | 8 | 2696 | 1323 | 17729 | 8 | Yes
191 | Coronado | 32.6859 | -117.1831 | 5000 | 50 | 10 | 5 | TOU_DR | Canadian Solar | 0 | 2 | 1 | Canadian Solar TOPHiKu7 | 720 | 23.2 | 3.11 | 0.6182 | 8.8235 | 14 | 14 | 1108.6 |  | 1924.7 | 19555.8 | 14 | 10.08 | 15520.8 | 1774.08 | 1241.86 | 4587.47 | 1 | 36903.16 | 285.6 | 2 | 7 | 43.54 | No | time_limit_feasible | 14 | 10.08 | 15520.8 | 1774.08 | 1241.86 | 4587.47 | 1 | 36903.16 | 285.6 | 2 | 7 | 43.54 | No | optimal | 0 | None | 20 | 8.4 | 43 | 13978 | 4389 | 28644 | 5 | No | 3 | 1.26 | 6 | 2097 | 1026 | 16947 | 9 | Yes
192 | Coronado | 32.6859 | -117.1831 | 5000 | 50 | 10 | 5 | TOU_DR | Aiko Solar | 0 | 2 | 1 | Aiko Solar Neostar 2P | 485 | 24.3 | 1.99 | 0.6467 | 6.9444 | 20 | 17 | 746.8 |  | 1924.7 | 19555.8 | 20 | 9.7 | 14935.7 | 31168.5 | 21817.95 | 7393.83 | 3 | 42743.87 | 349.2 | 2 | 10 | 39.8 | No | time_limit_feasible | 17 | 8.245 | 12695.3 | 4988.23 | 3491.76 | 4209.53 | 1 | 31890.68 | 593.64 | 1 | 17 | 33.83 | Yes | optimal | 0 | None | 20 | 9.2 | 47 | 15308 | 4563 | 37950 | 6 | No | 2 | 0.92 | 5 | 1531 | 745 | 16445 | 11 | Yes
193 | Coronado | 32.6859 | -117.1831 | 10000 | 50 | 10 | 5 | TOU_DR | REC Group | 0 | 2 | 1 | REC Group Alpha Pure | 405 | 21.9 | 1.85 | 0.6333 | 4.8445 | 20 | 20 | 623.6 |  | 1924.7 | 19555.8 | 20 | 8.1 | 12472.1 | 20045.3 | 14031.71 | 6229.14 | 3 | 40449.46 | 418 | 2 | 10 | 37 | No | time_limit_feasible | 20 | 8.1 | 12472.1 | 7395.3 | 5176.71 | 4177.55 | 2 | 30117.14 | 418 | 2 | 10 | 37 | No | optimal | 0 | None | 20 | 8.1 | 41 | 13478 | 4321 | 25394 | 4 | No | 8 | 3.24 | 17 | 5391 | 2671 | 22807 | 6 | Yes
194 | Coronado | 32.6859 | -117.1831 | 10000 | 50 | 10 | 5 | TOU_DR | Canadian Solar | 0 | 2 | 1 | Canadian Solar TOPHiKu7 | 720 | 23.2 | 3.11 | 0.6182 | 8.8235 | 14 | 14 | 1108.6 |  | 1924.7 | 19555.8 | 14 | 10.08 | 15520.8 | 1774.08 | 1241.86 | 4587.47 | 1 | 36903.16 | 285.6 | 2 | 7 | 43.54 | No | time_limit_feasible | 14 | 10.08 | 15520.8 | 1774.08 | 1241.86 | 4587.47 | 1 | 36903.16 | 285.6 | 2 | 7 | 43.54 | No | optimal | 0 | None | 20 | 8.4 | 75 | 13978 | 4389 | 28644 | 5 | No | 7 | 2.94 | 26 | 4892 | 2419 | 22675 | 6 | Yes
195 | Coronado | 32.6859 | -117.1831 | 10000 | 50 | 10 | 5 | TOU_DR | Aiko Solar | 0 | 2 | 1 | Aiko Solar Neostar 2P | 485 | 24.3 | 1.99 | 0.6467 | 6.9444 | 20 | 20 | 746.8 |  | 1924.7 | 19555.8 | 20 | 9.7 | 14935.7 | 31168.5 | 21817.95 | 7393.83 | 3 | 42743.87 | 349.2 | 2 | 10 | 39.8 | No | time_limit_feasible | 20 | 9.7 | 14935.7 | 5868.5 | 4107.95 | 4512.7 | 1 | 33564.06 | 349.2 | 2 | 10 | 39.8 | No | optimal | 0 | None | 20 | 9.2 | 47 | 15308 | 4563 | 37950 | 6 | No | 5 | 2.3 | 12 | 3827 | 1886 | 22138 | 7 | Yes
196 | Coronado | 32.6859 | -117.1831 | 15000 | 50 | 10 | 5 | TOU_DR | REC Group | 0 | 2 | 1 | REC Group Alpha Pure | 405 | 21.9 | 1.85 | 0.6333 | 4.8445 | 20 | 20 | 623.6 |  | 1924.7 | 19555.8 | 20 | 8.1 | 12472.1 | 20045.3 | 14031.71 | 6229.14 | 3 | 40449.46 | 418 | 2 | 10 | 37 | No | time_limit_feasible | 15 | 6.075 | 9354 | 14896.48 | 10427.53 | 4419.69 | 3 | 27862.97 | 209 | 3 | 5 | 27.75 | Yes | optimal | 5 | Enphase IQ Battery 5P ×1 | 20 | 8.1 | 41 | 13478 | 4321 | 25394 | 4 | No | 12 | 4.86 | 25 | 8087 | 4059 | 27886 | 5 | Yes
197 | Coronado | 32.6859 | -117.1831 | 15000 | 50 | 10 | 5 | TOU_DR | Canadian Solar | 0 | 2 | 1 | Canadian Solar TOPHiKu7 | 720 | 23.2 | 3.11 | 0.6182 | 8.8235 | 14 | 14 | 1108.6 |  | 1924.7 | 19555.8 | 14 | 10.08 | 15520.8 | 1774.08 | 1241.86 | 4587.47 | 1 | 36903.16 | 285.6 | 2 | 7 | 43.54 | No | time_limit_feasible | 14 | 10.08 | 15520.8 | 14424.08 | 10096.86 | 7245.52 | 2 | 52805.96 | 285.6 | 2 | 7 | 43.54 | No | optimal | 18 | Generac PWRcell M6 ×1 | 20 | 8.4 | 75 | 13978 | 4389 | 28644 | 5 | No | 11 | 4.62 | 39 | 7688 | 3852 | 28404 | 5 | Yes
198 | Coronado | 32.6859 | -117.1831 | 15000 | 50 | 10 | 5 | TOU_DR | Aiko Solar | 0 | 2 | 1 | Aiko Solar Neostar 2P | 485 | 24.3 | 1.99 | 0.6467 | 6.9444 | 20 | 20 | 746.8 |  | 1924.7 | 19555.8 | 20 | 9.7 | 14935.7 | 31168.5 | 21817.95 | 7393.83 | 3 | 42743.87 | 349.2 | 2 | 10 | 39.8 | No | time_limit_feasible | 19 | 9.215 | 14188.9 | 14925.08 | 10447.55 | 5233.76 | 2 | 34108.11 | 663.48 | 1 | 19 | 37.81 | Yes | optimal | 5 | Enphase IQ Battery 5P ×1 | 20 | 9.2 | 47 | 15308 | 4563 | 37950 | 6 | No | 8 | 3.68 | 19 | 6123 | 3044 | 27830 | 6 | Yes
199 | Coronado | 32.6859 | -117.1831 | 5000 | 100 | 10 | 10 | TOU_DR | REC Group | 0 | 2 | 1 | REC Group Alpha Pure | 405 | 21.9 | 1.85 | 0.6333 | 4.8445 | 45 | 13 | 623.6 |  | 1924.7 | 19555.8 | 45 | 18.225 | 28062.1 | 16639.43 | 11647.6 | 6017.34 | 2 | 37125.88 | 376.2 | 5 | 9 | 83.25 | No | time_limit_feasible | 13 | 5.265 | 8106.8 | 4806.95 | 3364.86 | 3400.13 | 1 | 25706.61 | 543.4 | 1 | 13 | 24.05 | No | optimal | 0 | None | 30 | 12.15 | 62 | 20217 | 5165 | 38090 | 5 | No | 4 | 1.62 | 8 | 2696 | 1323 | 17729 | 8 | Yes
200 | Coronado | 32.6859 | -117.1831 | 5000 | 100 | 10 | 10 | TOU_DR | Canadian Solar | 0 | 2 | 1 | Canadian Solar TOPHiKu7 | 720 | 23.2 | 3.11 | 0.6182 | 8.8235 | 28 | 28 | 1108.6 |  | 1924.7 | 19555.8 | 28 | 20.16 | 31041.6 | 3548.16 | 2483.71 | 6321.44 | 1 | 48093.86 | 285.6 | 4 | 7 | 87.08 | No | time_limit_feasible | 28 | 20.16 | 31041.6 | 3548.16 | 2483.71 | 6321.44 | 1 | 48093.86 | 285.6 | 4 | 7 | 87.08 | No | optimal | 0 | None | 28 | 11.76 | 60 | 19566 | 5089 | 40102 | 6 | No | 3 | 1.26 | 6 | 2097 | 1026 | 16947 | 9 | Yes
201 | Coronado | 32.6859 | -117.1831 | 5000 | 100 | 10 | 10 | TOU_DR | Aiko Solar | 0 | 2 | 1 | Aiko Solar Neostar 2P | 485 | 24.3 | 1.99 | 0.6467 | 6.9444 | 45 | 17 | 746.8 |  | 1924.7 | 19555.8 | 45 | 21.825 | 33605.3 | 13204.13 | 9242.89 | 6579.57 | 2 | 43238.89 | 314.28 | 5 | 9 | 89.55 | No | time_limit_feasible | 17 | 8.245 | 12695.3 | 4988.23 | 3491.76 | 4209.53 | 1 | 31890.68 | 593.64 | 1 | 17 | 33.83 | Yes | optimal | 0 | None | 26 | 11.96 | 61 | 19890 | 5128 | 49335 | 7 | No | 2 | 0.92 | 5 | 1531 | 745 | 16445 | 11 | Yes
202 | Coronado | 32.6859 | -117.1831 | 10000 | 100 | 10 | 10 | TOU_DR | REC Group | 0 | 2 | 1 | REC Group Alpha Pure | 405 | 21.9 | 1.85 | 0.6333 | 4.8445 | 45 | 27 | 623.6 |  | 1924.7 | 19555.8 | 45 | 18.225 | 28062.1 | 16639.43 | 11647.6 | 6017.34 | 2 | 37125.88 | 376.2 | 5 | 9 | 83.25 | No | time_limit_feasible | 27 | 10.935 | 16837.3 | 9983.66 | 6988.56 | 4752.49 | 2 | 32637.61 | 376.2 | 3 | 9 | 49.95 | Yes | optimal | 0 | None | 30 | 12.15 | 62 | 20217 | 5165 | 38090 | 5 | No | 8 | 3.24 | 16 | 5391 | 2671 | 22807 | 6 | Yes
203 | Coronado | 32.6859 | -117.1831 | 10000 | 100 | 10 | 10 | TOU_DR | Canadian Solar | 0 | 2 | 1 | Canadian Solar TOPHiKu7 | 720 | 23.2 | 3.11 | 0.6182 | 8.8235 | 28 | 28 | 1108.6 |  | 1924.7 | 19555.8 | 28 | 20.16 | 31041.6 | 3548.16 | 2483.71 | 6321.44 | 1 | 48093.86 | 285.6 | 4 | 7 | 87.08 | No | time_limit_feasible | 28 | 20.16 | 31041.6 | 3548.16 | 2483.71 | 6321.44 | 1 | 48093.86 | 285.6 | 4 | 7 | 87.08 | No | optimal | 0 | None | 28 | 11.76 | 150 | 19565 | 5089 | 40102 | 6 | No | 7 | 2.94 | 38 | 4892 | 2419 | 22675 | 6 | Yes
204 | Coronado | 32.6859 | -117.1831 | 10000 | 100 | 10 | 10 | TOU_DR | Aiko Solar | 0 | 2 | 1 | Aiko Solar Neostar 2P | 485 | 24.3 | 1.99 | 0.6467 | 6.9444 | 45 | 34 | 746.8 |  | 1924.7 | 19555.8 | 45 | 21.825 | 33605.3 | 13204.13 | 9242.89 | 6579.57 | 2 | 43238.89 | 314.28 | 5 | 9 | 89.55 | No | time_limit_feasible | 34 | 16.49 | 25390.6 | 9976.45 | 6983.52 | 5735.65 | 2 | 39590.85 | 593.64 | 2 | 17 | 67.66 | Yes | optimal | 0 | None | 26 | 11.96 | 61 | 19890 | 5128 | 49335 | 7 | No | 5 | 2.3 | 12 | 3827 | 1886 | 22138 | 7 | Yes
205 | Coronado | 32.6859 | -117.1831 | 15000 | 100 | 10 | 10 | TOU_DR | REC Group | 0 | 2 | 1 | REC Group Alpha Pure | 405 | 21.9 | 1.85 | 0.6333 | 4.8445 | 45 | 40 | 623.6 |  | 1924.7 | 19555.8 | 45 | 18.225 | 28062.1 | 16639.43 | 11647.6 | 6017.34 | 2 | 37125.88 | 376.2 | 5 | 9 | 83.25 | No | time_limit_feasible | 40 | 16.2 | 24944.1 | 14790.6 | 10353.42 | 5687.83 | 2 | 36083.01 | 418 | 4 | 10 | 74 | Yes | optimal | 0 | None | 30 | 12.15 | 62 | 20217 | 5165 | 38090 | 5 | No | 12 | 4.86 | 25 | 8087 | 4059 | 27886 | 0 | Yes
206 | Coronado | 32.6859 | -117.1831 | 15000 | 100 | 10 | 10 | TOU_DR | Canadian Solar | 0 | 2 | 1 | Canadian Solar TOPHiKu7 | 720 | 23.2 | 3.11 | 0.6182 | 8.8235 | 28 | 28 | 1108.6 |  | 1924.7 | 19555.8 | 28 | 20.16 | 31041.6 | 3548.16 | 2483.71 | 6321.44 | 1 | 48093.86 | 285.6 | 4 | 7 | 87.08 | No | time_limit_feasible | 18 | 12.96 | 19955.3 | 14930.96 | 10451.67 | 7836.7 | 2 | 56902.96 | 367.2 | 2 | 9 | 55.98 | Yes | optimal | 18 | Generac PWRcell M6 ×1 | 28 | 11.76 | 60 | 19567 | 5089 | 40102 | 6 | No | 11 | 4.62 | 24 | 7688 | 3852 | 28404 | 5 | Yes
207 | Coronado | 32.6859 | -117.1831 | 15000 | 100 | 10 | 10 | TOU_DR | Aiko Solar | 0 | 2 | 1 | Aiko Solar Neostar 2P | 485 | 24.3 | 1.99 | 0.6467 | 6.9444 | 45 | 45 | 746.8 |  | 1924.7 | 19555.8 | 45 | 21.825 | 33605.3 | 13204.13 | 9242.89 | 6579.57 | 2 | 43238.89 | 314.28 | 5 | 9 | 89.55 | No | time_limit_feasible | 45 | 21.825 | 33605.3 | 13204.13 | 9242.89 | 6579.57 | 2 | 43238.89 | 314.28 | 5 | 9 | 89.55 | No | optimal | 0 | None | 26 | 11.96 | 61 | 19880 | 5128 | 49335 | 7 | No | 8 | 3.68 | 19 | 6123 | 3044 | 27830 | 6 | Yes
208 | Coronado | 32.6859 | -117.1831 | 5000 | 150 | 10 | 15 | TOU_DR | REC Group | 0 | 2 | 1 | REC Group Alpha Pure | 405 | 21.9 | 1.85 | 0.6333 | 4.8445 | 72 | 13 | 623.6 |  | 1924.7 | 19555.8 | 72 | 29.16 | 44899.4 | 26623.08 | 18636.16 | 7704.22 | 3 | 41895.27 | 376.2 | 8 | 9 | 133.2 | No | time_limit_feasible | 13 | 5.265 | 8106.8 | 4806.95 | 3364.86 | 3400.13 | 1 | 25706.61 | 543.4 | 1 | 13 | 24.05 | No | optimal | 0 | None | 30 | 12.15 | 62 | 20217 | 5165 | 38090 | 5 | No | 4 | 1.62 | 8 | 2696 | 1323 | 17729 | 8 | Yes
209 | Coronado | 32.6859 | -117.1831 | 5000 | 150 | 10 | 15 | TOU_DR | Canadian Solar | 0 | 2 | 1 | Canadian Solar TOPHiKu7 | 720 | 23.2 | 3.11 | 0.6182 | 8.8235 | 44 | 39 | 1108.6 |  | 1924.7 | 19555.8 | 44 | 31.68 | 48779.6 | 5575.68 | 3902.98 | 8087.5 | 1 | 58883.79 | 448.8 | 4 | 11 | 136.84 | No | time_limit_feasible | 39 | 28.08 | 43236.5 | 4942.08 | 3459.46 | 7539.53 | 1 | 55548.26 | 530.4 | 3 | 13 | 121.29 | Yes | optimal | 0 | None | 28 | 11.76 | 60 | 19567 | 5089 | 40102 | 6 | No | 3 | 1.26 | 6 | 2097 | 1026 | 16947 | 9 | Yes
210 | Coronado | 32.6859 | -117.1831 | 5000 | 150 | 10 | 15 | TOU_DR | Aiko Solar | 0 | 2 | 1 | Aiko Solar Neostar 2P | 485 | 24.3 | 1.99 | 0.6467 | 6.9444 | 70 | 17 | 746.8 |  | 1924.7 | 19555.8 | 70 | 33.95 | 52274.9 | 20539.75 | 14377.82 | 8431.74 | 2 | 50918.91 | 349.2 | 7 | 10 | 139.3 | No | time_limit_feasible | 17 | 8.245 | 12695.3 | 4988.23 | 3491.76 | 4209.53 | 1 | 31890.68 | 593.64 | 1 | 17 | 33.83 | Yes | optimal | 0 | None | 26 | 11.96 | 61 | 19890 | 5128 | 49335 | 7 | No | 2 | 0.92 | 5 | 1531 | 745 | 16445 | 11 | Yes
211 | Coronado | 32.6859 | -117.1831 | 10000 | 150 | 10 | 15 | TOU_DR | REC Group | 0 | 2 | 1 | REC Group Alpha Pure | 405 | 21.9 | 1.85 | 0.6333 | 4.8445 | 72 | 27 | 623.6 |  | 1924.7 | 19555.8 | 72 | 29.16 | 44899.4 | 26623.08 | 18636.16 | 7704.22 | 3 | 41895.27 | 376.2 | 8 | 9 | 133.2 | No | time_limit_feasible | 27 | 10.935 | 16837.3 | 9983.66 | 6988.56 | 4752.49 | 2 | 32637.61 | 376.2 | 3 | 9 | 49.95 | Yes | optimal | 0 | None | 30 | 12.15 | 62 | 20217 | 5165 | 38090 | 5 | No | 8 | 3.24 | 17 | 5391 | 2671 | 22807 | 6 | Yes
212 | Coronado | 32.6859 | -117.1831 | 10000 | 150 | 10 | 15 | TOU_DR | Canadian Solar | 0 | 2 | 1 | Canadian Solar TOPHiKu7 | 720 | 23.2 | 3.11 | 0.6182 | 8.8235 | 44 | 44 | 1108.6 |  | 1924.7 | 19555.8 | 44 | 31.68 | 48779.6 | 5575.68 | 3902.98 | 8087.5 | 1 | 58883.79 | 448.8 | 4 | 11 | 136.84 | No | time_limit_feasible | 44 | 31.68 | 48779.6 | 5575.68 | 3902.98 | 8087.5 | 1 | 58883.79 | 448.8 | 4 | 11 | 136.84 | No | optimal | 0 | None | 28 | 11.76 | 60 | 19569 | 5089 | 40102 | 6 | No | 7 | 2.94 | 15 | 4892 | 2419 | 22675 | 6 | Yes
213 | Coronado | 32.6859 | -117.1831 | 10000 | 150 | 10 | 15 | TOU_DR | Aiko Solar | 0 | 2 | 1 | Aiko Solar Neostar 2P | 485 | 24.3 | 1.99 | 0.6467 | 6.9444 | 70 | 34 | 746.8 |  | 1924.7 | 19555.8 | 70 | 33.95 | 52274.9 | 20539.75 | 14377.82 | 8431.74 | 2 | 50918.91 | 349.2 | 7 | 10 | 139.3 | No | time_limit_feasible | 34 | 16.49 | 25390.6 | 9976.45 | 6983.52 | 5735.65 | 2 | 39590.85 | 593.64 | 2 | 17 | 67.66 | Yes | optimal | 0 | None | 26 | 11.96 | 61 | 19890 | 5128 | 49335 | 7 | No | 5 | 2.3 | 12 | 3827 | 1886 | 22138 | 7 | Yes
214 | Coronado | 32.6859 | -117.1831 | 15000 | 150 | 10 | 15 | TOU_DR | REC Group | 0 | 2 | 1 | REC Group Alpha Pure | 405 | 21.9 | 1.85 | 0.6333 | 4.8445 | 72 | 40 | 623.6 |  | 1924.7 | 19555.8 | 72 | 29.16 | 44899.4 | 26623.08 | 18636.16 | 7704.22 | 3 | 41895.27 | 376.2 | 8 | 9 | 133.2 | No | time_limit_feasible | 40 | 16.2 | 24944.1 | 14790.6 | 10353.42 | 5687.83 | 2 | 36083.01 | 418 | 4 | 10 | 74 | Yes | optimal | 0 | None | 30 | 12.15 | 62 | 20217 | 5165 | 38090 | 5 | No | 12 | 4.86 | 25 | 8087 | 4059 | 27886 | 5 | Yes
215 | Coronado | 32.6859 | -117.1831 | 15000 | 150 | 10 | 15 | TOU_DR | Canadian Solar | 0 | 2 | 1 | Canadian Solar TOPHiKu7 | 720 | 23.2 | 3.11 | 0.6182 | 8.8235 | 44 | 44 | 1108.6 |  | 1924.7 | 19555.8 | 44 | 31.68 | 48779.6 | 5575.68 | 3902.98 | 8087.5 | 1 | 58883.79 | 448.8 | 4 | 11 | 136.84 | No | time_limit_feasible | 44 | 31.68 | 48779.6 | 14925.68 | 10447.98 | 8898.17 | 2 | 59872 | 448.8 | 4 | 11 | 136.84 | Yes | optimal | 5 | Enphase IQ Battery 5P ×1 | 28 | 11.76 | 60 | 19571 | 5089 | 40102 | 6 | No | 11 | 4.62 | 24 | 7688 | 3852 | 28404 | 5 | Yes
216 | Coronado | 32.6859 | -117.1831 | 15000 | 150 | 10 | 15 | TOU_DR | Aiko Solar | 0 | 2 | 1 | Aiko Solar Neostar 2P | 485 | 24.3 | 1.99 | 0.6467 | 6.9444 | 70 | 51 | 746.8 |  | 1924.7 | 19555.8 | 70 | 33.95 | 52274.9 | 20539.75 | 14377.82 | 8431.74 | 2 | 50918.91 | 349.2 | 7 | 10 | 139.3 | No | time_limit_feasible | 51 | 24.735 | 38086 | 14964.68 | 10475.27 | 7027.44 | 2 | 45113.18 | 593.64 | 3 | 17 | 101.49 | Yes | optimal | 0 | None | 26 | 11.96 | 61 | 19880 | 5128 | 49335 | 7 | No | 8 | 3.68 | 19 | 6123 | 3044 | 27830 | 6 | Yes
217 | Coronado | 32.6859 | -117.1831 | 5000 | 75 | 15 | 5 | TOU_DR | REC Group | 0 | 2 | 1 | REC Group Alpha Pure | 405 | 21.9 | 1.85 | 0.6333 | 4.8445 | 32 | 13 | 623.6 |  | 1924.7 | 19555.8 | 32 | 12.96 | 19955.3 | 11832.48 | 8282.74 | 5130.74 | 2 | 34135.55 | 334.4 | 4 | 8 | 59.2 | No | time_limit_feasible | 13 | 5.265 | 8106.8 | 4806.95 | 3364.86 | 3400.13 | 1 | 25706.61 | 543.4 | 1 | 13 | 24.05 | No | optimal | 0 | None | 30 | 12.15 | 62 | 20217 | 5165 | 38090 | 5 | No | 4 | 1.62 | 8 | 2696 | 1323 | 17729 | 8 | Yes
218 | Coronado | 32.6859 | -117.1831 | 5000 | 75 | 15 | 5 | TOU_DR | Canadian Solar | 0 | 2 | 1 | Canadian Solar TOPHiKu7 | 720 | 23.2 | 3.11 | 0.6182 | 8.8235 | 22 | 22 | 1108.6 |  | 1924.7 | 19555.8 | 22 | 15.84 | 24389.8 | 2787.84 | 1951.49 | 5628.21 | 1 | 43760.84 | 448.8 | 2 | 11 | 68.42 | No | time_limit_feasible | 22 | 15.84 | 24389.8 | 2787.84 | 1951.49 | 5628.21 | 1 | 43760.84 | 448.8 | 2 | 11 | 68.42 | No | optimal | 0 | None | 28 | 11.76 | 60 | 19565 | 5089 | 40102 | 6 | No | 3 | 1.26 | 6 | 2097 | 1026 | 16947 | 9 | Yes
219 | Coronado | 32.6859 | -117.1831 | 5000 | 75 | 15 | 5 | TOU_DR | Aiko Solar | 0 | 2 | 1 | Aiko Solar Neostar 2P | 485 | 24.3 | 1.99 | 0.6467 | 6.9444 | 28 | 17 | 746.8 |  | 1924.7 | 19555.8 | 28 | 13.58 | 20909.9 | 8215.9 | 5751.13 | 5241.58 | 2 | 37287.37 | 488.88 | 2 | 14 | 55.72 | No | time_limit_feasible | 17 | 8.245 | 12695.3 | 4988.23 | 3491.76 | 4209.53 | 1 | 31890.68 | 593.64 | 1 | 17 | 33.83 | Yes | optimal | 0 | None | 26 | 11.96 | 61 | 19880 | 5128 | 49335 | 7 | No | 2 | 0.92 | 5 | 1531 | 745 | 16445 | 11 | Yes
220 | Coronado | 32.6859 | -117.1831 | 10000 | 75 | 15 | 5 | TOU_DR | REC Group | 0 | 2 | 1 | REC Group Alpha Pure | 405 | 21.9 | 1.85 | 0.6333 | 4.8445 | 32 | 27 | 623.6 |  | 1924.7 | 19555.8 | 32 | 12.96 | 19955.3 | 11832.48 | 8282.74 | 5130.74 | 2 | 34135.55 | 334.4 | 4 | 8 | 59.2 | No | time_limit_feasible | 27 | 10.935 | 16837.3 | 9983.66 | 6988.56 | 4752.49 | 2 | 32637.61 | 376.2 | 3 | 9 | 49.95 | Yes | optimal | 0 | None | 30 | 12.15 | 62 | 20217 | 5165 | 38090 | 5 | No | 8 | 3.24 | 17 | 5391 | 2671 | 22807 | 6 | Yes
221 | Coronado | 32.6859 | -117.1831 | 10000 | 75 | 15 | 5 | TOU_DR | Canadian Solar | 0 | 2 | 1 | Canadian Solar TOPHiKu7 | 720 | 23.2 | 3.11 | 0.6182 | 8.8235 | 22 | 22 | 1108.6 |  | 1924.7 | 19555.8 | 22 | 15.84 | 24389.8 | 2787.84 | 1951.49 | 5628.21 | 1 | 43760.84 | 448.8 | 2 | 11 | 68.42 | No | time_limit_feasible | 22 | 15.84 | 24389.8 | 2787.84 | 1951.49 | 5628.21 | 1 | 43760.84 | 448.8 | 2 | 11 | 68.42 | No | optimal | 0 | None | 28 | 11.76 | 120 | 19569 | 5089 | 40102 | 6 | No | 7 | 2.94 | 30 | 4892 | 2419 | 22675 | 6 | Yes
222 | Coronado | 32.6859 | -117.1831 | 10000 | 75 | 15 | 5 | TOU_DR | Aiko Solar | 0 | 2 | 1 | Aiko Solar Neostar 2P | 485 | 24.3 | 1.99 | 0.6467 | 6.9444 | 28 | 28 | 746.8 |  | 1924.7 | 19555.8 | 28 | 13.58 | 20909.9 | 8215.9 | 5751.13 | 5241.58 | 2 | 37287.37 | 488.88 | 2 | 14 | 55.72 | No | time_limit_feasible | 28 | 13.58 | 20909.9 | 8215.9 | 5751.13 | 5241.58 | 2 | 37287.37 | 488.88 | 2 | 14 | 55.72 | No | optimal | 0 | None | 26 | 11.96 | 61 | 19890 | 5128 | 49335 | 7 | No | 5 | 2.3 | 12 | 3827 | 1886 | 22138 | 7 | Yes
223 | Coronado | 32.6859 | -117.1831 | 15000 | 75 | 15 | 5 | TOU_DR | REC Group | 0 | 2 | 1 | REC Group Alpha Pure | 405 | 21.9 | 1.85 | 0.6333 | 4.8445 | 32 | 32 | 623.6 |  | 1924.7 | 19555.8 | 32 | 12.96 | 19955.3 | 11832.48 | 8282.74 | 5130.74 | 2 | 34135.55 | 334.4 | 4 | 8 | 59.2 | No | time_limit_feasible | 32 | 12.96 | 19955.3 | 11832.48 | 8282.74 | 5130.74 | 2 | 34135.55 | 334.4 | 4 | 8 | 59.2 | No | optimal | 0 | None | 30 | 12.15 | 62 | 20217 | 5165 | 38090 | 5 | No | 12 | 4.86 | 25 | 8087 | 4059 | 27886 | 5 | Yes
224 | Coronado | 32.6859 | -117.1831 | 15000 | 75 | 15 | 5 | TOU_DR | Canadian Solar | 0 | 2 | 1 | Canadian Solar TOPHiKu7 | 720 | 23.2 | 3.11 | 0.6182 | 8.8235 | 22 | 22 | 1108.6 |  | 1924.7 | 19555.8 | 22 | 15.84 | 24389.8 | 2787.84 | 1951.49 | 5628.21 | 1 | 43760.84 | 448.8 | 2 | 11 | 68.42 | No | time_limit_feasible | 18 | 12.96 | 19955.3 | 14930.96 | 10451.67 | 7836.7 | 2 | 56902.96 | 367.2 | 2 | 9 | 55.98 | Yes | optimal | 18 | Generac PWRcell M6 ×1 | 28 | 11.76 | 60 | 19571 | 5089 | 40102 | 6 | No | 11 | 4.62 | 24 | 7688 | 3852 | 28404 | 5 | Yes
225 | Coronado | 32.6859 | -117.1831 | 15000 | 75 | 15 | 5 | TOU_DR | Aiko Solar | 0 | 2 | 1 | Aiko Solar Neostar 2P | 485 | 24.3 | 1.99 | 0.6467 | 6.9444 | 28 | 28 | 746.8 |  | 1924.7 | 19555.8 | 28 | 13.58 | 20909.9 | 8215.9 | 5751.13 | 5241.58 | 2 | 37287.37 | 488.88 | 2 | 14 | 55.72 | No | time_limit_feasible | 28 | 13.58 | 20909.9 | 8215.9 | 5751.13 | 5241.58 | 2 | 37287.37 | 488.88 | 2 | 14 | 55.72 | No | optimal | 0 | None | 26 | 11.96 | 61 | 19890 | 5128 | 49335 | 7 | No | 8 | 3.68 | 20 | 6123 | 3044 | 27830 | 6 | Yes
226 | Coronado | 32.6859 | -117.1831 | 5000 | 150 | 15 | 10 | TOU_DR | REC Group | 0 | 2 | 1 | REC Group Alpha Pure | 405 | 21.9 | 1.85 | 0.6333 | 4.8445 | 72 | 13 | 623.6 |  | 1924.7 | 19555.8 | 72 | 29.16 | 44899.4 | 26623.08 | 18636.16 | 7704.22 | 3 | 41895.27 | 376.2 | 8 | 9 | 133.2 | No | time_limit_feasible | 13 | 5.265 | 8106.8 | 4806.95 | 3364.86 | 3400.13 | 1 | 25706.61 | 543.4 | 1 | 13 | 24.05 | No | optimal | 0 | None | 30 | 12.15 | 62 | 20217 | 5165 | 38090 | 5 | No | 4 | 1.62 | 8 | 2696 | 1323 | 17729 | 8 | Yes
227 | Coronado | 32.6859 | -117.1831 | 5000 | 150 | 15 | 10 | TOU_DR | Canadian Solar | 0 | 2 | 1 | Canadian Solar TOPHiKu7 | 720 | 23.2 | 3.11 | 0.6182 | 8.8235 | 44 | 39 | 1108.6 |  | 1924.7 | 19555.8 | 44 | 31.68 | 48779.6 | 5575.68 | 3902.98 | 8087.5 | 1 | 58883.79 | 448.8 | 4 | 11 | 136.84 | No | time_limit_feasible | 39 | 28.08 | 43236.5 | 4942.08 | 3459.46 | 7539.53 | 1 | 55548.26 | 530.4 | 3 | 13 | 121.29 | Yes | optimal | 0 | None | 28 | 11.76 | 60 | 19567 | 5089 | 40102 | 6 | No | 3 | 1.26 | 6 | 2097 | 1026 | 16947 | 9 | Yes
228 | Coronado | 32.6859 | -117.1831 | 5000 | 150 | 15 | 10 | TOU_DR | Aiko Solar | 0 | 2 | 1 | Aiko Solar Neostar 2P | 485 | 24.3 | 1.99 | 0.6467 | 6.9444 | 70 | 17 | 746.8 |  | 1924.7 | 19555.8 | 70 | 33.95 | 52274.9 | 20539.75 | 14377.82 | 8431.74 | 2 | 50918.91 | 349.2 | 7 | 10 | 139.3 | No | time_limit_feasible | 17 | 8.245 | 12695.3 | 4988.23 | 3491.76 | 4209.53 | 1 | 31890.68 | 593.64 | 1 | 17 | 33.83 | Yes | optimal | 0 | None | 26 | 11.96 | 61 | 19890 | 5128 | 49335 | 7 | No | 2 | 0.92 | 5 | 1531 | 745 | 16445 | 11 | Yes
229 | Coronado | 32.6859 | -117.1831 | 10000 | 150 | 15 | 10 | TOU_DR | REC Group | 0 | 2 | 1 | REC Group Alpha Pure | 405 | 21.9 | 1.85 | 0.6333 | 4.8445 | 72 | 27 | 623.6 |  | 1924.7 | 19555.8 | 72 | 29.16 | 44899.4 | 26623.08 | 18636.16 | 7704.22 | 3 | 41895.27 | 376.2 | 8 | 9 | 133.2 | No | time_limit_feasible | 27 | 10.935 | 16837.3 | 9983.66 | 6988.56 | 4752.49 | 2 | 32637.61 | 376.2 | 3 | 9 | 49.95 | Yes | optimal | 0 | None | 30 | 12.15 | 62 | 20217 | 5165 | 38090 | 5 | No | 8 | 3.24 | 17 | 5391 | 2671 | 22807 | 6 | Yes
230 | Coronado | 32.6859 | -117.1831 | 10000 | 150 | 15 | 10 | TOU_DR | Canadian Solar | 0 | 2 | 1 | Canadian Solar TOPHiKu7 | 720 | 23.2 | 3.11 | 0.6182 | 8.8235 | 44 | 44 | 1108.6 |  | 1924.7 | 19555.8 | 44 | 31.68 | 48779.6 | 5575.68 | 3902.98 | 8087.5 | 1 | 58883.79 | 448.8 | 4 | 11 | 136.84 | No | time_limit_feasible | 44 | 31.68 | 48779.6 | 5575.68 | 3902.98 | 8087.5 | 1 | 58883.79 | 448.8 | 4 | 11 | 136.84 | No | optimal | 0 | None | 28 | 11.76 | 60 | 19567 | 5089 | 40102 | 6 | No | 7 | 2.94 | 15 | 4892 | 2419 | 22675 | 6 | Yes
231 | Coronado | 32.6859 | -117.1831 | 10000 | 150 | 15 | 10 | TOU_DR | Aiko Solar | 0 | 2 | 1 | Aiko Solar Neostar 2P | 485 | 24.3 | 1.99 | 0.6467 | 6.9444 | 70 | 34 | 746.8 |  | 1924.7 | 19555.8 | 70 | 33.95 | 52274.9 | 20539.75 | 14377.82 | 8431.74 | 2 | 50918.91 | 349.2 | 7 | 10 | 139.3 | No | time_limit_feasible | 34 | 16.49 | 25390.6 | 9976.45 | 6983.52 | 5735.65 | 2 | 39590.85 | 593.64 | 2 | 17 | 67.66 | Yes | optimal | 0 | None | 26 | 11.96 | 61 | 19890 | 5128 | 49335 | 7 | No | 5 | 2.3 | 10 | 3827 | 1886 | 22138 | 7 | Yes
232 | Coronado | 32.6859 | -117.1831 | 15000 | 150 | 15 | 10 | TOU_DR | REC Group | 0 | 2 | 1 | REC Group Alpha Pure | 405 | 21.9 | 1.85 | 0.6333 | 4.8445 | 72 | 40 | 623.6 |  | 1924.7 | 19555.8 | 72 | 29.16 | 44899.4 | 26623.08 | 18636.16 | 7704.22 | 3 | 41895.27 | 376.2 | 8 | 9 | 133.2 | No | time_limit_feasible | 40 | 16.2 | 24944.1 | 14790.6 | 10353.42 | 5687.83 | 2 | 36083.01 | 418 | 4 | 10 | 74 | Yes | optimal | 0 | None | 30 | 12.15 | 62 | 20217 | 5165 | 38090 | 5 | No | 12 | 4.86 | 25 | 8087 | 4059 | 27886 | 5 | Yes
233 | Coronado | 32.6859 | -117.1831 | 15000 | 150 | 15 | 10 | TOU_DR | Canadian Solar | 0 | 2 | 1 | Canadian Solar TOPHiKu7 | 720 | 23.2 | 3.11 | 0.6182 | 8.8235 | 44 | 44 | 1108.6 |  | 1924.7 | 19555.8 | 44 | 31.68 | 48779.6 | 5575.68 | 3902.98 | 8087.5 | 1 | 58883.79 | 448.8 | 4 | 11 | 136.84 | No | time_limit_feasible | 44 | 31.68 | 48779.6 | 14925.68 | 10447.98 | 8898.17 | 2 | 59872 | 448.8 | 4 | 11 | 136.84 | Yes | optimal | 5 | Enphase IQ Battery 5P ×1 | 28 | 11.76 | 60 | 19569 | 5089 | 40102 | 6 | No | 11 | 4.62 | 24 | 7688 | 3852 | 28404 | 5 | Yes
234 | Coronado | 32.6859 | -117.1831 | 15000 | 150 | 15 | 10 | TOU_DR | Aiko Solar | 0 | 2 | 1 | Aiko Solar Neostar 2P | 485 | 24.3 | 1.99 | 0.6467 | 6.9444 | 70 | 51 | 746.8 |  | 1924.7 | 19555.8 | 70 | 33.95 | 52274.9 | 20539.75 | 14377.82 | 8431.74 | 2 | 50918.91 | 349.2 | 7 | 10 | 139.3 | No | time_limit_feasible | 51 | 24.735 | 38086 | 14964.68 | 10475.27 | 7027.44 | 2 | 45113.18 | 593.64 | 3 | 17 | 101.49 | Yes | optimal | 0 | None | 26 | 11.96 | 61 | 19880 | 5128 | 49335 | 7 | No | 8 | 3.68 | 19 | 6123 | 3044 | 27830 | 6 | Yes
235 | Coronado | 32.6859 | -117.1831 | 5000 | 225 | 15 | 15 | TOU_DR | REC Group | 0 | 2 | 1 | REC Group Alpha Pure | 405 | 21.9 | 1.85 | 0.6333 | 4.8445 | 112 | 13 | 623.6 |  | 1924.7 | 19555.8 | 112 | 45.36 | 69843.5 | 41413.68 | 28989.58 | 10153.04 | 3 | 48493.43 | 334.4 | 14 | 8 | 207.2 | No | time_limit_feasible | 13 | 5.265 | 8106.8 | 4806.95 | 3364.86 | 3400.13 | 1 | 25706.61 | 543.4 | 1 | 13 | 24.05 | No | optimal | 0 | None | 30 | 12.15 | 62 | 20217 | 5165 | 38090 | 5 | No | 4 | 1.62 | 8 | 2696 | 1323 | 17729 | 8 | Yes
236 | Coronado | 32.6859 | -117.1831 | 5000 | 225 | 15 | 15 | TOU_DR | Canadian Solar | 0 | 2 | 1 | Canadian Solar TOPHiKu7 | 720 | 23.2 | 3.11 | 0.6182 | 8.8235 | 66 | 39 | 1108.6 |  | 1924.7 | 19555.8 | 66 | 47.52 | 73169.4 | 8363.52 | 5854.46 | 10477.76 | 1 | 73367.4 | 448.8 | 6 | 11 | 205.26 | No | time_limit_feasible | 39 | 28.08 | 43236.5 | 4942.08 | 3459.46 | 7539.53 | 1 | 55548.26 | 530.4 | 3 | 13 | 121.29 | Yes | optimal | 0 | None | 28 | 11.76 | 60 | 19567 | 5089 | 40102 | 6 | No | 3 | 1.26 | 6 | 2097 | 1026 | 16947 | 9 | Yes
237 | Coronado | 32.6859 | -117.1831 | 5000 | 225 | 15 | 15 | TOU_DR | Aiko Solar | 0 | 2 | 1 | Aiko Solar Neostar 2P | 485 | 24.3 | 1.99 | 0.6467 | 6.9444 | 98 | 17 | 746.8 |  | 1924.7 | 19555.8 | 98 | 47.53 | 73184.8 | 28755.65 | 20128.96 | 10479.27 | 2 | 59271.1 | 488.88 | 7 | 14 | 195.02 | No | time_limit_feasible | 17 | 8.245 | 12695.3 | 4988.23 | 3491.76 | 4209.53 | 1 | 31890.68 | 593.64 | 1 | 17 | 33.83 | Yes | optimal | 0 | None | 26 | 11.96 | 61 | 19880 | 5128 | 49335 | 7 | No | 2 | 0.92 | 5 | 1531 | 745 | 16445 | 11 | Yes
238 | Coronado | 32.6859 | -117.1831 | 10000 | 225 | 15 | 15 | TOU_DR | REC Group | 0 | 2 | 1 | REC Group Alpha Pure | 405 | 21.9 | 1.85 | 0.6333 | 4.8445 | 112 | 27 | 623.6 |  | 1924.7 | 19555.8 | 112 | 45.36 | 69843.5 | 41413.68 | 28989.58 | 10153.04 | 3 | 48493.43 | 334.4 | 14 | 8 | 207.2 | No | time_limit_feasible | 27 | 10.935 | 16837.3 | 9983.66 | 6988.56 | 4752.49 | 2 | 32637.61 | 376.2 | 3 | 9 | 49.95 | Yes | optimal | 0 | None | 30 | 12.15 | 62 | 20217 | 5165 | 38090 | 5 | No | 8 | 3.24 | 17 | 5391 | 2671 | 22807 | 6 | Yes
239 | Coronado | 32.6859 | -117.1831 | 10000 | 225 | 15 | 15 | TOU_DR | Canadian Solar | 0 | 2 | 1 | Canadian Solar TOPHiKu7 | 720 | 23.2 | 3.11 | 0.6182 | 8.8235 | 66 | 66 | 1108.6 |  | 1924.7 | 19555.8 | 66 | 47.52 | 73169.4 | 8363.52 | 5854.46 | 10477.76 | 1 | 73367.4 | 448.8 | 6 | 11 | 205.26 | No | time_limit_feasible | 66 | 47.52 | 73169.4 | 8363.52 | 5854.46 | 10477.76 | 1 | 73367.4 | 448.8 | 6 | 11 | 205.26 | No | optimal | 0 | None | 28 | 11.76 | 60 | 19566 | 5089 | 40102 | 6 | No | 7 | 2.94 | 15 | 4892 | 2419 | 22675 | 6 | Yes
240 | Coronado | 32.6859 | -117.1831 | 10000 | 225 | 15 | 15 | TOU_DR | Aiko Solar | 0 | 2 | 1 | Aiko Solar Neostar 2P | 485 | 24.3 | 1.99 | 0.6467 | 6.9444 | 98 | 34 | 746.8 |  | 1924.7 | 19555.8 | 98 | 47.53 | 73184.8 | 28755.65 | 20128.96 | 10479.27 | 2 | 59271.1 | 488.88 | 7 | 14 | 195.02 | No | time_limit_feasible | 34 | 16.49 | 25390.6 | 9976.45 | 6983.52 | 5735.65 | 2 | 39590.85 | 593.64 | 2 | 17 | 67.66 | Yes | optimal | 0 | None | 26 | 11.96 | 61 | 19890 | 5128 | 49335 | 7 | No | 5 | 2.3 | 12 | 3827 | 1886 | 22138 | 7 | Yes
241 | Coronado | 32.6859 | -117.1831 | 15000 | 225 | 15 | 15 | TOU_DR | REC Group | 0 | 2 | 1 | REC Group Alpha Pure | 405 | 21.9 | 1.85 | 0.6333 | 4.8445 | 112 | 40 | 623.6 |  | 1924.7 | 19555.8 | 112 | 45.36 | 69843.5 | 41413.68 | 28989.58 | 10153.04 | 3 | 48493.43 | 334.4 | 14 | 8 | 207.2 | No | time_limit_feasible | 40 | 16.2 | 24944.1 | 14790.6 | 10353.42 | 5687.83 | 2 | 36083.01 | 418 | 4 | 10 | 74 | Yes | optimal | 0 | None | 30 | 12.15 | 62 | 20217 | 5165 | 38090 | 5 | No | 12 | 4.86 | 25 | 8087 | 4059 | 27886 | 5 | Yes
242 | Coronado | 32.6859 | -117.1831 | 15000 | 225 | 15 | 15 | TOU_DR | Canadian Solar | 0 | 2 | 1 | Canadian Solar TOPHiKu7 | 720 | 23.2 | 3.11 | 0.6182 | 8.8235 | 66 | 66 | 1108.6 |  | 1924.7 | 19555.8 | 66 | 47.52 | 73169.4 | 8363.52 | 5854.46 | 10477.76 | 1 | 73367.4 | 448.8 | 6 | 11 | 205.26 | No | time_limit_feasible | 66 | 47.52 | 73169.4 | 8363.52 | 5854.46 | 10477.76 | 1 | 73367.4 | 448.8 | 6 | 11 | 205.26 | No | optimal | 0 | None | 28 | 11.76 | 60 | 19569 | 5089 | 40102 | 6 | No | 11 | 4.62 | 24 | 7688 | 3852 | 28404 | 5 | Yes
243 | Coronado | 32.6859 | -117.1831 | 15000 | 225 | 15 | 15 | TOU_DR | Aiko Solar | 0 | 2 | 1 | Aiko Solar Neostar 2P | 485 | 24.3 | 1.99 | 0.6467 | 6.9444 | 98 | 51 | 746.8 |  | 1924.7 | 19555.8 | 98 | 47.53 | 73184.8 | 28755.65 | 20128.96 | 10479.27 | 2 | 59271.1 | 488.88 | 7 | 14 | 195.02 | No | time_limit_feasible | 51 | 24.735 | 38086 | 14964.68 | 10475.27 | 7027.44 | 2 | 45113.18 | 593.64 | 3 | 17 | 101.49 | Yes | optimal | 0 | None | 26 | 11.96 | 61 | 19880 | 5128 | 49335 | 7 | No | 8 | 3.68 | 19 | 6123 | 3044 | 27830 | 6 | Yes